{"text_format":"1","workbook":"xlsx","n_sheets":2,"sheets":["Février","Octobre"],"not_rendered":{"charts":0,"images":0,"macros":1,"external_links":0,"defined_names":1,"comments":0,"pivot_tables":0},"unopened":[],"bounds":{"document_bytes":16777216,"sheet_cells":100000,"rows_first":2000,"rows_last":500,"rows_between":2000,"halvings":0,"cell_chars":16384,"cell_head_chars":4096},"cells_cut":0,"cells_raw":0,"read":"whole","date_system":"1900"}

{"sheet":"Février","index":0,"n_rows":34387,"n_cols":22,"rows_kept":4500,"cut":true,"hidden":false,"merged":[],"bounds":{"rows_first":2000,"rows_last":500,"rows_between":2000,"halvings":0}}
["JGEJ_EQUIPMENT","EREQ_DESCRIPTION","JGEJ_JOB","MDJB_DESCRIPTION","JGEJ_JOB_TYPE","JGEJ_JOB_CLASS","JGEJ_COSTCENTRE","JGEJ_SUPERVISOR","JGEJ_LAST_WORK_ORDER","JGEJ_NEXT_DATE","JGEJ_BEHAVIOUR","JGEJ_DURATION","JGEJ_DURATION_UNIT","JGEJ_FREQUENCY","JGEJ_FREQUENCY_UNIT","EREQ_ENTITY","Fusion","Existe en octobre ?"]
["BAT0102","Bâtiment des laboratoires de recherche","U_CURA002751","REFECTION DE SOL","MC","AR","S244","13U",null,"3000-01-01",0,1,0,null,null,"BIOTECH_ULIS",{"$f":"_xlfn.TEXTJOIN(\"\",TRUE,A2:D2,H2,N2)","v":{"$error":"#NAME?"}},{"$f":"IFERROR(\"Oui, à la ligne \" & MATCH(tableFévrier[[#This Row],[Fusion]],tableOctobre[Fusion],0)+1,\"Non trouvé\")","v":"Non trouvé"},null,2,null,2]
["BAT0102","Bâtiment des laboratoires de recherche","U_CURA002750","REFECTION DE SOL","MC","AR","S244","13U",null,"3000-01-01",0,1,0,null,null,"BIOTECH_ULIS",{"$error":"#NAME?"},{"$f":"IFERROR(\"Oui, à la ligne \" & MATCH(tableFévrier[[#This Row],[Fusion]],tableOctobre[Fusion],0)+1,\"Non trouvé\")","v":"Non trouvé"},null,3,null,3]
["BAT0103","Bâtiment 1 laboratoires de contrôle","U_CURA005115","Réalisation et pose plaque","CON","DEF","S244","13U","5 527,00","3000-01-01",0,1,0,null,null,"BIOMED_ULIS",{"$error":"#NAME?"},{"$f":"IFERROR(\"Oui, à la ligne \" & MATCH(tableFévrier[[#This Row],[Fusion]],tableOctobre[Fusion],0)+1,\"Non trouvé\")","v":"Non trouvé"},null,4,null,4]
["BAT09ASC11","Ascenseur zone prope restaurant","U_CURA003605","Alarmes intempestives","MC","DEF","U235BATU","13U","3 888,00","3000-01-01",0,1,0,null,null,"BIOMED_ULIS",{"$error":"#NAME?"},{"$f":"IFERROR(\"Oui, à la ligne \" & MATCH(tableFévrier[[#This Row],[Fusion]],tableOctobre[Fusion],0)+1,\"Non trouvé\")","v":"Non trouvé"},null,5,null,5]
["BAT03","Bâtiment 3","U_CURA005103","Double de clef et remise en place plaque","CON","DEF","S244","13U","5 519,00","3000-01-01",0,1,0,null,null,"BIOMED_ULIS",{"$error":"#NAME?"},{"$f":"IFERROR(\"Oui, à la ligne \" & MATCH(tableFévrier[[#This Row],[Fusion]],tableOctobre[Fusion],0)+1,\"Non trouvé\")","v":"Non trouvé"},null,6,null,6]
["CRDCF1254","Chambre froide +4°C pièce 1254","U_CURA005104","Recharger circuit fréon","MC","AR","U864PDP","10U","5 518,00","3000-01-01",0,1,0,null,null,"BIOTECH_ULIS",{"$error":"#NAME?"},{"$f":"IFERROR(\"Oui, à la ligne \" & MATCH(tableFévrier[[#This Row],[Fusion]],tableOctobre[Fusion],0)+1,\"Non trouvé\")","v":"Non trouvé"},null,7,null,7]
["BAT0101","Bâtiment 1 1étage","U_CURA005107","Réparation serrure","CON","AR","S244","13U","5 515,00","3000-01-01",0,1,0,null,null,"BIOMED_ULIS",{"$error":"#NAME?"},{"$f":"IFERROR(\"Oui, à la ligne \" & MATCH(tableFévrier[[#This Row],[Fusion]],tableOctobre[Fusion],0)+1,\"Non trouvé\")","v":"Non trouvé"},null,8,null,8]
["BAT03","Bâtiment 3","U_CURA005106","Déplacer meubles","CON","AR","S244","13U","5 516,00","3000-01-01",0,1,0,null,null,"BIOMED_ULIS",{"$error":"#NAME?"},{"$f":"IFERROR(\"Oui, à la ligne \" & MATCH(tableFévrier[[#This Row],[Fusion]],tableOctobre[Fusion],0)+1,\"Non trouvé\")","v":"Non trouvé"},null,9,null,9]
["ELE","Réseau de distribution électrique","U_ELEC000005","Vérification annuelle installation élect","MPS","DEF","U222ELE","10U","107 080,00","3000-01-01",0,1,0,null,null,"BIOMED_ULIS",{"$error":"#NAME?"},{"$f":"IFERROR(\"Oui, à la ligne \" & MATCH(tableFévrier[[#This Row],[Fusion]],tableOctobre[Fusion],0)+1,\"Non trouvé\")","v":"Non trouvé"},null,10,null,10]
["ELE","Réseau de distribution électrique","U_ELEC000006","Mise à jour schémas électriques dao","CON","DEF","U222ELE","10U","579 506,00","2023-12-20",3,51,1,52,1,"BIOMED_ULIS",{"$error":"#NAME?"},{"$f":"IFERROR(\"Oui, à la ligne \" & MATCH(tableFévrier[[#This Row],[Fusion]],tableOctobre[Fusion],0)+1,\"Non trouvé\")","v":"Non trouvé"},null,11,null,11]
["BATUSINE","Bâtiments communs","U_ELEC000002","Réparation éléctrique","MC","AR","U235BATU","AR",134,"3000-01-01",0,1,0,null,null,"BIOMED_ULIS",{"$error":"#NAME?"},{"$f":"IFERROR(\"Oui, à la ligne \" & MATCH(tableFévrier[[#This Row],[Fusion]],tableOctobre[Fusion],0)+1,\"Non trouvé\")","v":"Non trouvé"},null,12,null,12]
["BATUSINE","Bâtiments communs","U_BATI000002","Réparation sol mur plafond porte","MC","AR","U235BATU","AR","85 733,00","3000-01-01",0,1,0,null,null,"BIOMED_ULIS",{"$error":"#NAME?"},{"$f":"IFERROR(\"Oui, à la ligne \" & MATCH(tableFévrier[[#This Row],[Fusion]],tableOctobre[Fusion],0)+1,\"Non trouvé\")","v":"Non trouvé"},null,13,null,13]
["BAT11MGG","Bâtiment 11 partie magasin général","U_CURA003657","Réparation des portes coulissantes","MC","DEF","U200BATP","13U","3 935,00","3000-01-01",0,1,0,null,null,"BIOMED_ULIS",{"$error":"#NAME?"},{"$f":"IFERROR(\"Oui, à la ligne \" & MATCH(tableFévrier[[#This Row],[Fusion]],tableOctobre[Fusion],0)+1,\"Non trouvé\")","v":"Non trouvé"},null,14,null,14]
["BAT10","Bâtiment 10 Ateliers et bureaux Services Techniques","U_CURA003660","Remplacement serrure magasin technique","CON","AR","U200","13U",null,"3000-01-01",0,1,0,null,null,"BIOMED_ULIS",{"$error":"#NAME?"},{"$f":"IFERROR(\"Oui, à la ligne \" & MATCH(tableFévrier[[#This Row],[Fusion]],tableOctobre[Fusion],0)+1,\"Non trouvé\")","v":"Non trouvé"},null,15,null,15]
["WFIHEX09","Echangeur GW5 de WFISBD101","U_CURA000151","Remplacement capteur pression GW5","MC","AR","U236WFI","AR",null,"3000-01-01",0,1,0,null,null,"BIOMED_ULIS",{"$error":"#NAME?"},{"$f":"IFERROR(\"Oui, à la ligne \" & MATCH(tableFévrier[[#This Row],[Fusion]],tableOctobre[Fusion],0)+1,\"Non trouvé\")","v":"Non trouvé"},null,16,null,16]
["BAT03","Bâtiment 3","U_CURA003310","FABRICATION D'ETIQUETTES","AME","AR","S244","13U","3 973,00","3000-01-01",0,1,0,null,null,"BIOMED_ULIS",{"$error":"#NAME?"},{"$f":"IFERROR(\"Oui, à la ligne \" & MATCH(tableFévrier[[#This Row],[Fusion]],tableOctobre[Fusion],0)+1,\"Non trouvé\")","v":"Non trouvé"},null,17,null,17]
["MGPPT05","Porte manuelle chambre froide n°5","U_CURA003503","Cordon chauffant à poser sur porte","MC","DEF","U406","10U","3 781,00","3000-01-01",0,1,0,null,null,"BIOMED_ULIS",{"$error":"#NAME?"},{"$f":"IFERROR(\"Oui, à la ligne \" & MATCH(tableFévrier[[#This Row],[Fusion]],tableOctobre[Fusion],0)+1,\"Non trouvé\")","v":"Non trouvé"},null,18,null,18]
["MGPCF12","Chambre froide n°12(2bis) stockage -40°C","U_CURA003506","Remise en fonctionnement racks","MC","DEF","U406","10U","3 778,00","3000-01-01",0,1,0,null,null,"BIOMED_ULIS",{"$error":"#NAME?"},{"$f":"IFERROR(\"Oui, à la ligne \" & MATCH(tableFévrier[[#This Row],[Fusion]],tableOctobre[Fusion],0)+1,\"Non trouvé\")","v":"Non trouvé"},null,19,null,19]
["UDP5EQUIP","Equipements Unité Developpement Procédé5","U_CURA003706","Ligne de base non stable","MC","DEF","U864PDP","11U","3 985,00","3000-01-01",0,1,0,null,null,"BIOTECH_ULIS",{"$error":"#NAME?"},{"$f":"IFERROR(\"Oui, à la ligne \" & MATCH(tableFévrier[[#This Row],[Fusion]],tableOctobre[Fusion],0)+1,\"Non trouvé\")","v":"Non trouvé"},null,20,null,20]
["BAT04","Bâtiment 4 Centrale énergie","U_CURA003727","Marquage au sol","MC","DEF","S244","13U","4 006,00","3000-01-01",0,1,0,null,null,"BIOMED_ULIS",{"$error":"#NAME?"},{"$f":"IFERROR(\"Oui, à la ligne \" & MATCH(tableFévrier[[#This Row],[Fusion]],tableOctobre[Fusion],0)+1,\"Non trouvé\")","v":"Non trouvé"},null,21,null,21]
["BAT08","Bâtiment 8 de production","U_CURA005105","Décablage","MC","DEF","U200BATP","10U","5 517,00","3000-01-01",0,1,0,null,null,"BIOMED_ULIS",{"$error":"#NAME?"},{"$f":"IFERROR(\"Oui, à la ligne \" & MATCH(tableFévrier[[#This Row],[Fusion]],tableOctobre[Fusion],0)+1,\"Non trouvé\")","v":"Non trouvé"},null,22,null,22]
["UDP3EQUIP","Equipements  unité de dévelop.procédé 3","U_CURA003550","Remise en comformité d'un centrifugeuse","AME","DEF","U851","11U","3 823,00","3000-01-01",0,1,0,null,null,"BIOTECH_ULIS",{"$error":"#NAME?"},{"$f":"IFERROR(\"Oui, à la ligne \" & MATCH(tableFévrier[[#This Row],[Fusion]],tableOctobre[Fusion],0)+1,\"Non trouvé\")","v":"Non trouvé"},null,23,null,23]
["BAT01","Bâtiment 1 commun","U_CURA003799","Remise en place plot signalisation","MC","DEF","S244","13U","4 083,00","3000-01-01",0,1,0,null,null,"BIOMED_ULIS",{"$error":"#NAME?"},{"$f":"IFERROR(\"Oui, à la ligne \" & MATCH(tableFévrier[[#This Row],[Fusion]],tableOctobre[Fusion],0)+1,\"Non trouvé\")","v":"Non trouvé"},null,24,null,24]
["BAT03","Bâtiment 3","U_CURA003800","Réparation machine à écrire","MC","AR","S244","13U","4 082,00","3000-01-01",0,1,0,null,null,"BIOMED_ULIS",{"$error":"#NAME?"},{"$f":"IFERROR(\"Oui, à la ligne \" & MATCH(tableFévrier[[#This Row],[Fusion]],tableOctobre[Fusion],0)+1,\"Non trouvé\")","v":"Non trouvé"},null,25,null,25]
["BAT11MGP","Bâtiment 11 partie chambres froides","U_CURA003805","Remise en peinture sol","MC","DEF","U200BATP","13U","4 087,00","3000-01-01",0,1,0,null,null,"BIOMED_ULIS",{"$error":"#NAME?"},{"$f":"IFERROR(\"Oui, à la ligne \" & MATCH(tableFévrier[[#This Row],[Fusion]],tableOctobre[Fusion],0)+1,\"Non trouvé\")","v":"Non trouvé"},null,26,null,26]
["MGGFL01","Hotte flux laminaire box pesée n°1","U_CURA003585","Changement du rideau","MC","DEF","U168","13U",null,"3000-01-01",0,1,0,null,null,"BIOMED_ULIS",{"$error":"#NAME?"},{"$f":"IFERROR(\"Oui, à la ligne \" & MATCH(tableFévrier[[#This Row],[Fusion]],tableOctobre[Fusion],0)+1,\"Non trouvé\")","v":"Non trouvé"},null,27,null,27]
["MGGFL01","Hotte flux laminaire box pesée n°1","U_CURA003584","Changement rideau lamelle","MC","DEF","U168","13U",null,"3000-01-01",0,1,0,null,null,"BIOMED_ULIS",{"$error":"#NAME?"},{"$f":"IFERROR(\"Oui, à la ligne \" & MATCH(tableFévrier[[#This Row],[Fusion]],tableOctobre[Fusion],0)+1,\"Non trouvé\")","v":"Non trouvé"},null,28,null,28]
["MGGFL01","Hotte flux laminaire box pesée n°1","U_CURA003587","Changement du rideau lamelle","MC","DEF","U168","13U",null,"3000-01-01",0,1,0,null,null,"BIOMED_ULIS",{"$error":"#NAME?"},{"$f":"IFERROR(\"Oui, à la ligne \" & MATCH(tableFévrier[[#This Row],[Fusion]],tableOctobre[Fusion],0)+1,\"Non trouvé\")","v":"Non trouvé"},null,29,null,29]
["BAT08","Bâtiment 8 de production","U_CURA003259","Etanchéité terrasse","MC","DEF","U200BATP","13U","3 526,00","3000-01-01",0,1,0,null,null,"BIOMED_ULIS",{"$error":"#NAME?"},{"$f":"IFERROR(\"Oui, à la ligne \" & MATCH(tableFévrier[[#This Row],[Fusion]],tableOctobre[Fusion],0)+1,\"Non trouvé\")","v":"Non trouvé"},null,30,null,30]
["MGPCF01","Chambre froide n°1 stockage -40°C","U_CURA003909","Gyrophare à changer","MC","DEF","U200BATP","13U","4 196,00","3000-01-01",0,1,0,null,null,"BIOMED_ULIS",{"$error":"#NAME?"},{"$f":"IFERROR(\"Oui, à la ligne \" & MATCH(tableFévrier[[#This Row],[Fusion]],tableOctobre[Fusion],0)+1,\"Non trouvé\")","v":"Non trouvé"},null,31,null,31]
["BAT0103","Bâtiment 1 laboratoires de contrôle","U_CURA003922","Remise à neuf bureaux","MC","DEF","S244","13U","4 214,00","3000-01-01",0,1,0,null,null,"BIOMED_ULIS",{"$error":"#NAME?"},{"$f":"IFERROR(\"Oui, à la ligne \" & MATCH(tableFévrier[[#This Row],[Fusion]],tableOctobre[Fusion],0)+1,\"Non trouvé\")","v":"Non trouvé"},null,32,null,32]
["SECU","Réseau alarmes protection homme bâtiment","U_CURA003930","Pose d'un boitier de coupure","MC","DEF","U130","80U","4 206,00","3000-01-01",0,1,0,null,null,"BIOMED_ULIS",{"$error":"#NAME?"},{"$f":"IFERROR(\"Oui, à la ligne \" & MATCH(tableFévrier[[#This Row],[Fusion]],tableOctobre[Fusion],0)+1,\"Non trouvé\")","v":"Non trouvé"},null,33,null,33]
["EXUDP3C01","Centrifugeuse bol tubulaire","U_CURA003961","Mise en service","MPS","AR","U851","AR","4 245,00","3000-01-01",0,1,0,null,null,"BIOTECH_ULIS",{"$error":"#NAME?"},{"$f":"IFERROR(\"Oui, à la ligne \" & MATCH(tableFévrier[[#This Row],[Fusion]],tableOctobre[Fusion],0)+1,\"Non trouvé\")","v":"Non trouvé"},null,34,null,34]
["FW1","Réseau eau incendie RIA B1 à B8","U_CURA003973","Confection plaque ciment","AME","DEF","U130","13U","4 257,00","3000-01-01",0,1,0,null,null,"BIOMED_ULIS",{"$error":"#NAME?"},{"$f":"IFERROR(\"Oui, à la ligne \" & MATCH(tableFévrier[[#This Row],[Fusion]],tableOctobre[Fusion],0)+1,\"Non trouvé\")","v":"Non trouvé"},null,35,null,35]
["DWCSV12","Disconnecteur production eau adoucie","U_EAUX000009","Contrôle et entretien disconnecteur","MPS","DEF","U222DW","11U","603 844,00","2024-07-29",3,1,0,365,0,"BIOMED_ULIS",{"$error":"#NAME?"},{"$f":"IFERROR(\"Oui, à la ligne \" & MATCH(tableFévrier[[#This Row],[Fusion]],tableOctobre[Fusion],0)+1,\"Non trouvé\")","v":"Non trouvé"},null,36,null,36]
["BAT01SS28","Atelier découpe des poches plasma","U_CURA003992","Confection de 2 supports sur roulettes","CON","AR","U200BATP","13U","4 270,00","3000-01-01",0,1,0,null,null,"BIOMED_ULIS",{"$error":"#NAME?"},{"$f":"IFERROR(\"Oui, à la ligne \" & MATCH(tableFévrier[[#This Row],[Fusion]],tableOctobre[Fusion],0)+1,\"Non trouvé\")","v":"Non trouvé"},null,37,null,37]
["BAT0102","Bâtiment des laboratoires de recherche","U_CURA004061","Changement barillets","AME","DEF","S244","13U","4 345,00","3000-01-01",0,1,0,null,null,"BIOTECH_ULIS",{"$error":"#NAME?"},{"$f":"IFERROR(\"Oui, à la ligne \" & MATCH(tableFévrier[[#This Row],[Fusion]],tableOctobre[Fusion],0)+1,\"Non trouvé\")","v":"Non trouvé"},null,38,null,38]
["AC62CE005","Extraction n°5 bureaux et lingerie","U_CURA004063","Création de l'extraction","AME","AR","U222AC","10U",null,"3000-01-01",0,1,0,null,null,"BIOMED_ULIS",{"$error":"#NAME?"},{"$f":"IFERROR(\"Oui, à la ligne \" & MATCH(tableFévrier[[#This Row],[Fusion]],tableOctobre[Fusion],0)+1,\"Non trouvé\")","v":"Non trouvé"},null,39,null,39]
["MGPPT02","Porte manuelle chambre froide n°2","U_CURA005083","Porte bloquée","MC","AR","U406","10U","5 496,00","3000-01-01",0,1,0,null,null,"BIOMED_ULIS",{"$error":"#NAME?"},{"$f":"IFERROR(\"Oui, à la ligne \" & MATCH(tableFévrier[[#This Row],[Fusion]],tableOctobre[Fusion],0)+1,\"Non trouvé\")","v":"Non trouvé"},null,40,null,40]
["BAT11MGG","Bâtiment 11 partie magasin général","U_CURA004082","Réparation grillage","MC","DEF","U200BATP","13U","4 365,00","3000-01-01",0,1,0,null,null,"BIOMED_ULIS",{"$error":"#NAME?"},{"$f":"IFERROR(\"Oui, à la ligne \" & MATCH(tableFévrier[[#This Row],[Fusion]],tableOctobre[Fusion],0)+1,\"Non trouvé\")","v":"Non trouvé"},null,41,null,41]
["FW2","Réseau eau incendie RIA B9 à B13","U_CURA004084","RIA hors service","MC","DEF","U130","13U","4 366,00","3000-01-01",0,1,0,null,null,"BIOMED_ULIS",{"$error":"#NAME?"},{"$f":"IFERROR(\"Oui, à la ligne \" & MATCH(tableFévrier[[#This Row],[Fusion]],tableOctobre[Fusion],0)+1,\"Non trouvé\")","v":"Non trouvé"},null,42,null,42]
["FW2","Réseau eau incendie RIA B9 à B13","U_CURA004122","Vanne RIA ne fonctionne plus","MC","DEF","U130","13U","4 406,00","3000-01-01",0,1,0,null,null,"BIOMED_ULIS",{"$error":"#NAME?"},{"$f":"IFERROR(\"Oui, à la ligne \" & MATCH(tableFévrier[[#This Row],[Fusion]],tableOctobre[Fusion],0)+1,\"Non trouvé\")","v":"Non trouvé"},null,43,null,43]
["MGPCF02","Chambre froide n°2 stockage -40°C","U_CURA004150","Remplacement des éclairages","MC","DEF","U200BATP","13U","4 426,00","3000-01-01",0,1,0,null,null,"BIOMED_ULIS",{"$error":"#NAME?"},{"$f":"IFERROR(\"Oui, à la ligne \" & MATCH(tableFévrier[[#This Row],[Fusion]],tableOctobre[Fusion],0)+1,\"Non trouvé\")","v":"Non trouvé"},null,44,null,44]
["UDP1EQUIP","Equipements unité de dévelop. procédé","U_CURA004183","Dysfonctionnement onduleur","MC","DEF","U851","10U",null,"3000-01-01",0,1,0,null,null,"BIOTECH_ULIS",{"$error":"#NAME?"},{"$f":"IFERROR(\"Oui, à la ligne \" & MATCH(tableFévrier[[#This Row],[Fusion]],tableOctobre[Fusion],0)+1,\"Non trouvé\")","v":"Non trouvé"},null,45,null,45]
["FW1","Réseau eau incendie RIA B1 à B8","U_CURA004233","Pose de 2 extincteurs","MC","DEF","U130","13U","4 538,00","3000-01-01",0,1,0,null,null,"BIOMED_ULIS",{"$error":"#NAME?"},{"$f":"IFERROR(\"Oui, à la ligne \" & MATCH(tableFévrier[[#This Row],[Fusion]],tableOctobre[Fusion],0)+1,\"Non trouvé\")","v":"Non trouvé"},null,46,null,46]
["BAT08","Bâtiment 8 de production","U_CURA004236","Opacification vitres, remplct rideaux","MC","DEF","U200BATP","13U","4 535,00","3000-01-01",0,1,0,null,null,"BIOMED_ULIS",{"$error":"#NAME?"},{"$f":"IFERROR(\"Oui, à la ligne \" & MATCH(tableFévrier[[#This Row],[Fusion]],tableOctobre[Fusion],0)+1,\"Non trouvé\")","v":"Non trouvé"},null,47,null,47]
["EXSSISDI02","Système détection incendie pos. sécurité","U_CURA004238","Pose détection incendie","AME","DEF","U235FW","10U","4 533,00","3000-01-01",0,1,0,null,null,"BIOMED_ULIS",{"$error":"#NAME?"},{"$f":"IFERROR(\"Oui, à la ligne \" & MATCH(tableFévrier[[#This Row],[Fusion]],tableOctobre[Fusion],0)+1,\"Non trouvé\")","v":"Non trouvé"},null,48,null,48]
["GTB","Gestion technique batiments","U_CURA004239","Pose digicode","AME","DEF","U130","10U","4 532,00","3000-01-01",0,1,0,null,null,"BIOMED_ULIS",{"$error":"#NAME?"},{"$f":"IFERROR(\"Oui, à la ligne \" & MATCH(tableFévrier[[#This Row],[Fusion]],tableOctobre[Fusion],0)+1,\"Non trouvé\")","v":"Non trouvé"},null,49,null,49]
["EXMFPFOUR01","Four de dépyrogènation","U_CURA004245","Enlèvement four Neu","AME","AR","U440","11U","4 526,00","3000-01-01",0,1,0,null,null,"BIOMED_ULIS",{"$error":"#NAME?"},{"$f":"IFERROR(\"Oui, à la ligne \" & MATCH(tableFévrier[[#This Row],[Fusion]],tableOctobre[Fusion],0)+1,\"Non trouvé\")","v":"Non trouvé"},null,50,null,50]
["BAT08","Bâtiment 8 de production","U_CURA004246","Enlèvement 3 réfrigérateurs","AME","AR","U200BATP","11U","4 525,00","3000-01-01",0,1,0,null,null,"BIOMED_ULIS",{"$error":"#NAME?"},{"$f":"IFERROR(\"Oui, à la ligne \" & MATCH(tableFévrier[[#This Row],[Fusion]],tableOctobre[Fusion],0)+1,\"Non trouvé\")","v":"Non trouvé"},null,51,null,51]
["BAT08","Bâtiment 8 de production","U_CURA004247","Pose mobilier","AME","DEF","U200BATP","11U",null,"3000-01-01",0,1,0,null,null,"BIOMED_ULIS",{"$error":"#NAME?"},{"$f":"IFERROR(\"Oui, à la ligne \" & MATCH(tableFévrier[[#This Row],[Fusion]],tableOctobre[Fusion],0)+1,\"Non trouvé\")","v":"Non trouvé"},null,52,null,52]
["BAT08","Bâtiment 8 de production","U_CURA004248","Divers Travaux B8 sur AT99","AME","AR","U200BATP","11U","4 523,00","3000-01-01",0,1,0,null,null,"BIOMED_ULIS",{"$error":"#NAME?"},{"$f":"IFERROR(\"Oui, à la ligne \" & MATCH(tableFévrier[[#This Row],[Fusion]],tableOctobre[Fusion],0)+1,\"Non trouvé\")","v":"Non trouvé"},null,53,null,53]
["EXAC05CT05A","Caisson traitement chambre chaude B8","U_CURA004249","Réglage débits d'air","AME","DEF","U222AC","10U","4 522,00","3000-01-01",0,1,0,null,null,"BIOMED_ULIS",{"$error":"#NAME?"},{"$f":"IFERROR(\"Oui, à la ligne \" & MATCH(tableFévrier[[#This Row],[Fusion]],tableOctobre[Fusion],0)+1,\"Non trouvé\")","v":"Non trouvé"},null,54,null,54]
["SFI","Production et distri. vapeur prope B8","U_CURA004253","Arrêt et remise en service réseaux","AME","DEF","U236SFI","11U","4 518,00","3000-01-01",0,1,0,null,null,"BIOMED_ULIS",{"$error":"#NAME?"},{"$f":"IFERROR(\"Oui, à la ligne \" & MATCH(tableFévrier[[#This Row],[Fusion]],tableOctobre[Fusion],0)+1,\"Non trouvé\")","v":"Non trouvé"},null,55,null,55]
["BAT10","Bâtiment 10 Ateliers et bureaux Services Techniques","U_CURA004266","Marquage escabeau et montage support","CON","DEF","U200","13U","4 550,00","3000-01-01",0,1,0,null,null,"BIOMED_ULIS",{"$error":"#NAME?"},{"$f":"IFERROR(\"Oui, à la ligne \" & MATCH(tableFévrier[[#This Row],[Fusion]],tableOctobre[Fusion],0)+1,\"Non trouvé\")","v":"Non trouvé"},null,56,null,56]
["MGPCF12","Chambre froide n°12(2bis) stockage -40°C","U_CURA004273","Mise en place des planches sur les racks","MC","AR","U406","13U","4 556,00","3000-01-01",0,1,0,null,null,"BIOMED_ULIS",{"$error":"#NAME?"},{"$f":"IFERROR(\"Oui, à la ligne \" & MATCH(tableFévrier[[#This Row],[Fusion]],tableOctobre[Fusion],0)+1,\"Non trouvé\")","v":"Non trouvé"},null,57,null,57]
["SECU","Réseau alarmes protection homme bâtiment","U_CURA004275","Sirènes ne fonctionnent plus","MC","DEF","U130","10U","4 560,00","3000-01-01",0,1,0,null,null,"BIOMED_ULIS",{"$error":"#NAME?"},{"$f":"IFERROR(\"Oui, à la ligne \" & MATCH(tableFévrier[[#This Row],[Fusion]],tableOctobre[Fusion],0)+1,\"Non trouvé\")","v":"Non trouvé"},null,58,null,58]
["BAT02","Bâtiment 2","U_CURA004313","Pose stores et prise","CON","DEF","S244","13U","4 599,00","3000-01-01",0,1,0,null,null,"BIOMED_ULIS",{"$error":"#NAME?"},{"$f":"IFERROR(\"Oui, à la ligne \" & MATCH(tableFévrier[[#This Row],[Fusion]],tableOctobre[Fusion],0)+1,\"Non trouvé\")","v":"Non trouvé"},null,59,null,59]
["BAT11MGP","Bâtiment 11 partie chambres froides","U_CURA004369","Fixation plaque au sol","MC","DEF","U200BATP","13U","4 664,00","3000-01-01",0,1,0,null,null,"BIOMED_ULIS",{"$error":"#NAME?"},{"$f":"IFERROR(\"Oui, à la ligne \" & MATCH(tableFévrier[[#This Row],[Fusion]],tableOctobre[Fusion],0)+1,\"Non trouvé\")","v":"Non trouvé"},null,60,null,60]
["GTB","Gestion technique batiments","U_CURA004376","Pose de boîtiers d'écartement","AME","DEF","U130","13U","4 657,00","3000-01-01",0,1,0,null,null,"BIOMED_ULIS",{"$error":"#NAME?"},{"$f":"IFERROR(\"Oui, à la ligne \" & MATCH(tableFévrier[[#This Row],[Fusion]],tableOctobre[Fusion],0)+1,\"Non trouvé\")","v":"Non trouvé"},null,61,null,61]
["WFIHEX05","Echangeur GW6 de WFISBD103","U_MECA000044","Remplacement joints de plaques","MPS","DEF","U236WFI","11U","604 272,00","2028-07-18",3,1,0,260,1,"BIOMED_ULIS",{"$error":"#NAME?"},{"$f":"IFERROR(\"Oui, à la ligne \" & MATCH(tableFévrier[[#This Row],[Fusion]],tableOctobre[Fusion],0)+1,\"Non trouvé\")","v":"Non trouvé"},null,62,null,62]
["WFIHEX03","Echan. GW0 de WFISBD103 centrale pesée","U_MECA000044","Remplacement joints de plaques","MPS","DEF","U236WFI","11U","604 271,00","2028-07-18",3,1,0,260,1,"BIOMED_ULIS",{"$error":"#NAME?"},{"$f":"IFERROR(\"Oui, à la ligne \" & MATCH(tableFévrier[[#This Row],[Fusion]],tableOctobre[Fusion],0)+1,\"Non trouvé\")","v":"Non trouvé"},null,63,null,63]
["WFIHEX56","Echangeur GW0 de SBD204","U_MECA000044","Remplacement joints de plaques","MPS","DEF","U236WFI","11U","495 703,00","2025-12-18",3,1,0,260,1,"BIOMED_ULIS",{"$error":"#NAME?"},{"$f":"IFERROR(\"Oui, à la ligne \" & MATCH(tableFévrier[[#This Row],[Fusion]],tableOctobre[Fusion],0)+1,\"Non trouvé\")","v":"Non trouvé"},null,64,null,64]
["ELE","Réseau de distribution électrique","U_CURA004391","Branchement armoire tri plasma secouru","AME","AR","U222ELE","10U",null,"3000-01-01",0,1,0,null,null,"BIOMED_ULIS",{"$error":"#NAME?"},{"$f":"IFERROR(\"Oui, à la ligne \" & MATCH(tableFévrier[[#This Row],[Fusion]],tableOctobre[Fusion],0)+1,\"Non trouvé\")","v":"Non trouvé"},null,65,null,65]
["ELE","Réseau de distribution électrique","U_CURA004392","Branchement armoire sur secouru","AME","AR","U222ELE","10U",null,"3000-01-01",0,1,0,null,null,"BIOMED_ULIS",{"$f":"_xlfn.TEXTJOIN(\"\",TRUE,A66:D66,H66,N66)","v":{"$error":"#NAME?"}},{"$f":"IFERROR(\"Oui, à la ligne \" & MATCH(tableFévrier[[#This Row],[Fusion]],tableOctobre[Fusion],0)+1,\"Non trouvé\")","v":"Non trouvé"},null,66,null,66]
["ELE","Réseau de distribution électrique","U_CURA004393","Branchement armoire sur secouru","AME","AR","U222ELE","10U",null,"3000-01-01",0,1,0,null,null,"BIOMED_ULIS",{"$error":"#NAME?"},{"$f":"IFERROR(\"Oui, à la ligne \" & MATCH(tableFévrier[[#This Row],[Fusion]],tableOctobre[Fusion],0)+1,\"Non trouvé\")","v":"Non trouvé"},null,67,null,67]
["ELE","Réseau de distribution électrique","U_CURA004394","Branchement","AME","AR","U222ELE","10U",null,"3000-01-01",0,1,0,null,null,"BIOMED_ULIS",{"$error":"#NAME?"},{"$f":"IFERROR(\"Oui, à la ligne \" & MATCH(tableFévrier[[#This Row],[Fusion]],tableOctobre[Fusion],0)+1,\"Non trouvé\")","v":"Non trouvé"},null,68,null,68]
["BAT08","Bâtiment 8 de production","U_CURA004400","Fermeture placard métallique","CON","DEF","U200BATP","13U","4 688,00","3000-01-01",0,1,0,null,null,"BIOMED_ULIS",{"$error":"#NAME?"},{"$f":"IFERROR(\"Oui, à la ligne \" & MATCH(tableFévrier[[#This Row],[Fusion]],tableOctobre[Fusion],0)+1,\"Non trouvé\")","v":"Non trouvé"},null,69,null,69]
["GAMC21","Centrifugeuse n°1 gamma","U_MECA000002","Maintenance annuelle bka 45","MPS","DEF","U441","11U","603 661,00","2024-07-07",3,2,0,52,1,"BIOMED_ULIS",{"$error":"#NAME?"},{"$f":"IFERROR(\"Oui, à la ligne \" & MATCH(tableFévrier[[#This Row],[Fusion]],tableOctobre[Fusion],0)+1,\"Non trouvé\")","v":"Non trouvé"},null,70,null,70]
["BAT08RC102","Atelier centrifugation immunoglobuline","U_CURA000802","Remplacement sol et portes","AME","AR","U200BATP","13U",null,"3000-01-01",0,1,0,null,null,"BIOMED_ULIS",{"$error":"#NAME?"},{"$f":"IFERROR(\"Oui, à la ligne \" & MATCH(tableFévrier[[#This Row],[Fusion]],tableOctobre[Fusion],0)+1,\"Non trouvé\")","v":"Non trouvé"},null,71,null,71]
["GAMC22","Centrifugeuse n°2 gamma","U_MECA000002","Maintenance annuelle bka 45","MPS","DEF","U441","11U","603 663,00","2024-07-07",3,2,0,52,1,"BIOMED_ULIS",{"$error":"#NAME?"},{"$f":"IFERROR(\"Oui, à la ligne \" & MATCH(tableFévrier[[#This Row],[Fusion]],tableOctobre[Fusion],0)+1,\"Non trouvé\")","v":"Non trouvé"},null,72,null,72]
["NEP01CP02","Pompe retour atelier plasma","U_MECA000045","Maintenance pompe","MPS","DEF","U236NEP","11U","598 225,00","2024-05-10",3,1,0,52,1,"BIOMED_ULIS",{"$error":"#NAME?"},{"$f":"IFERROR(\"Oui, à la ligne \" & MATCH(tableFévrier[[#This Row],[Fusion]],tableOctobre[Fusion],0)+1,\"Non trouvé\")","v":"Non trouvé"},null,73,null,73]
["GTB","Gestion technique batiments","U_CURA004442","Chiffrage déplacement 2 barrières","AME","DEF","U130","13U","4 764,00","3000-01-01",0,1,0,null,null,"BIOMED_ULIS",{"$error":"#NAME?"},{"$f":"IFERROR(\"Oui, à la ligne \" & MATCH(tableFévrier[[#This Row],[Fusion]],tableOctobre[Fusion],0)+1,\"Non trouvé\")","v":"Non trouvé"},null,74,null,74]
["EXISSBD041","S. boucle vapeur SFIGV01 et WFIDIST01","U_CURA000813","Modification tuyauterie","AME","AR","U222IS","30U",null,"3000-01-01",0,1,0,null,null,"BIOMED_ULIS",{"$error":"#NAME?"},{"$f":"IFERROR(\"Oui, à la ligne \" & MATCH(tableFévrier[[#This Row],[Fusion]],tableOctobre[Fusion],0)+1,\"Non trouvé\")","v":"Non trouvé"},null,75,null,75]
["SGEQUIP","Equip. déchets hygiène et environnement","U_CURA004446","Remise en état transpalette peseur","MC","DEF","U130","11U","4 760,00","3000-01-01",0,1,0,null,null,"BIOMED_ULIS",{"$error":"#NAME?"},{"$f":"IFERROR(\"Oui, à la ligne \" & MATCH(tableFévrier[[#This Row],[Fusion]],tableOctobre[Fusion],0)+1,\"Non trouvé\")","v":"Non trouvé"},null,76,null,76]
["FW3","Réseau incendie sprinklage source","U_EAUX000007","Entretien installation sprinkler","MPS","DEF","U130","13U","45 037,00","3000-01-01",3,1,0,26,1,"BIOMED_ULIS",{"$error":"#NAME?"},{"$f":"IFERROR(\"Oui, à la ligne \" & MATCH(tableFévrier[[#This Row],[Fusion]],tableOctobre[Fusion],0)+1,\"Non trouvé\")","v":"Non trouvé"},null,77,null,77]
["PLADE","Skid refroidissement centris plama","U_MECA000008","Maintenance ann. skid frd centri plasma","MPS","DEF","U410","11U","558 748,00","2024-06-29",3,1,0,104,1,"BIOMED_ULIS",{"$error":"#NAME?"},{"$f":"IFERROR(\"Oui, à la ligne \" & MATCH(tableFévrier[[#This Row],[Fusion]],tableOctobre[Fusion],0)+1,\"Non trouvé\")","v":"Non trouvé"},null,78,null,78]
["BAT08","Bâtiment 8 de production","U_CURA004462","Création 2 ouvertures dans plafond","AME","DEF","U200BATP","13U","4 780,00","3000-01-01",0,1,0,null,null,"BIOMED_ULIS",{"$error":"#NAME?"},{"$f":"IFERROR(\"Oui, à la ligne \" & MATCH(tableFévrier[[#This Row],[Fusion]],tableOctobre[Fusion],0)+1,\"Non trouvé\")","v":"Non trouvé"},null,79,null,79]
["EXMGPCF08","Chambre froide n°8 sas -35°C","U_CURA004485","Poignée de porte à réparer.","MC","DEF","U406","13U","4 814,00","3000-01-01",0,1,0,null,null,"BIOMED_ULIS",{"$error":"#NAME?"},{"$f":"IFERROR(\"Oui, à la ligne \" & MATCH(tableFévrier[[#This Row],[Fusion]],tableOctobre[Fusion],0)+1,\"Non trouvé\")","v":"Non trouvé"},null,80,null,80]
["EXPE","Stockage et distribution éthanol sur. B8","U_CURA004497","Consignation déconsignation pour AT08/99","CON","AR","U236PE","11U",null,"3000-01-01",0,1,0,null,null,"BIOMED_ULIS",{"$error":"#NAME?"},{"$f":"IFERROR(\"Oui, à la ligne \" & MATCH(tableFévrier[[#This Row],[Fusion]],tableOctobre[Fusion],0)+1,\"Non trouvé\")","v":"Non trouvé"},null,81,null,81]
["BAT08SS25","Atelier chromato FC ZNHV","U_CURA004494","Pose sol plastique","AME","AR","U200BATP","13U",null,"3000-01-01",0,1,0,null,null,"BIOMED_ULIS",{"$error":"#NAME?"},{"$f":"IFERROR(\"Oui, à la ligne \" & MATCH(tableFévrier[[#This Row],[Fusion]],tableOctobre[Fusion],0)+1,\"Non trouvé\")","v":"Non trouvé"},null,82,null,82]
["BAT11MGP","Bâtiment 11 partie chambres froides","U_BATI000004","Remplacement lampe; tube fluo.; halogène","MC","DEF","U200BATP","13U","136 542,00","3000-01-01",0,1,0,null,null,"BIOMED_ULIS",{"$error":"#NAME?"},{"$f":"IFERROR(\"Oui, à la ligne \" & MATCH(tableFévrier[[#This Row],[Fusion]],tableOctobre[Fusion],0)+1,\"Non trouvé\")","v":"Non trouvé"},null,83,null,83]
["WFIBD01","Boucle n°1 distribution d'eau ppi","U_PROC000002","Maintenance annuelle boucle","MPS","DEF","U236WFI","11U","604 115,00","2024-07-07",3,1,0,365,0,"BIOMED_ULIS",{"$error":"#NAME?"},{"$f":"IFERROR(\"Oui, à la ligne \" & MATCH(tableFévrier[[#This Row],[Fusion]],tableOctobre[Fusion],0)+1,\"Non trouvé\")","v":"Non trouvé"},null,84,null,84]
["WFISBD101","S. boucle eau PPI décongélation plasma","U_PROC000004","Maintenance annuelle s/boucle WFI","MPS","DEF","U236WFI","11U","619 147,00","2024-12-06",3,1,0,52,1,"BIOMED_ULIS",{"$error":"#NAME?"},{"$f":"IFERROR(\"Oui, à la ligne \" & MATCH(tableFévrier[[#This Row],[Fusion]],tableOctobre[Fusion],0)+1,\"Non trouvé\")","v":"Non trouvé"},null,85,null,85]
["EXWFIHDV82","Vanne manuelle soutirage tunnel bosh","U_CURA000858","Manchettage point soutirage tunnel BOSH","AME","AR","U236WFI","13U",null,"3000-01-01",0,1,0,null,null,"BIOMED_ULIS",{"$error":"#NAME?"},{"$f":"IFERROR(\"Oui, à la ligne \" & MATCH(tableFévrier[[#This Row],[Fusion]],tableOctobre[Fusion],0)+1,\"Non trouvé\")","v":"Non trouvé"},null,86,null,86]
["EXWFIJTV09","Vanne soutirage tunnel NEWMATIC","U_CURA000861","Manchettage soutirage tunne NEWMATIC","AME","AR","U236WFI","11U",null,"3000-01-01",0,1,0,null,null,"BIOMED_ULIS",{"$error":"#NAME?"},{"$f":"IFERROR(\"Oui, à la ligne \" & MATCH(tableFévrier[[#This Row],[Fusion]],tableOctobre[Fusion],0)+1,\"Non trouvé\")","v":"Non trouvé"},null,87,null,87]
["MGPCF10","Chambre froide n°10 réception plasma 5°C","U_CURA000866","Remplacement cadenas et serrures","MPS","DEF","U406","13U",null,"3000-01-01",0,1,0,null,null,"BIOMED_ULIS",{"$error":"#NAME?"},{"$f":"IFERROR(\"Oui, à la ligne \" & MATCH(tableFévrier[[#This Row],[Fusion]],tableOctobre[Fusion],0)+1,\"Non trouvé\")","v":"Non trouvé"},null,88,null,88]
["WFI","Production et distri. eau ppi vrac B8","U_PROC000016","Désinfection cuves et boucles WFI","MPS","DEF","U236WFI","11U","146 581,00","3000-01-01",0,2,0,null,null,"BIOMED_ULIS",{"$error":"#NAME?"},{"$f":"IFERROR(\"Oui, à la ligne \" & MATCH(tableFévrier[[#This Row],[Fusion]],tableOctobre[Fusion],0)+1,\"Non trouvé\")","v":"Non trouvé"},null,89,null,89]
["BAT11MGP","Bâtiment 11 partie chambres froides","U_BATI000005","Menuiserie serrurerie de porte","MC","DEF","U200BATP","13U","1 067,00","3000-01-01",0,1,0,null,null,"BIOMED_ULIS",{"$error":"#NAME?"},{"$f":"IFERROR(\"Oui, à la ligne \" & MATCH(tableFévrier[[#This Row],[Fusion]],tableOctobre[Fusion],0)+1,\"Non trouvé\")","v":"Non trouvé"},null,90,null,90]
["BATUSINE","Bâtiments communs","U_CURA000881","Serrure à changer","MC","DEF","U235BATU","13U",null,"2049-03-23",0,1,0,null,null,"BIOMED_ULIS",{"$error":"#NAME?"},{"$f":"IFERROR(\"Oui, à la ligne \" & MATCH(tableFévrier[[#This Row],[Fusion]],tableOctobre[Fusion],0)+1,\"Non trouvé\")","v":"Non trouvé"},null,91,null,91]
["BAT11MGP","Bâtiment 11 partie chambres froides","U_CURA004543","Refixation barres de protection","MC","DEF","U200BATP","13U","4 881,00","3000-01-01",0,1,0,null,null,"BIOMED_ULIS",{"$error":"#NAME?"},{"$f":"IFERROR(\"Oui, à la ligne \" & MATCH(tableFévrier[[#This Row],[Fusion]],tableOctobre[Fusion],0)+1,\"Non trouvé\")","v":"Non trouvé"},null,92,null,92]
["SECU","Réseau alarmes protection homme bâtiment","U_CURA004549","Effectuer des plans","AME","AR","U130","10U","4 872,00","3000-01-01",0,1,0,null,null,"BIOMED_ULIS",{"$error":"#NAME?"},{"$f":"IFERROR(\"Oui, à la ligne \" & MATCH(tableFévrier[[#This Row],[Fusion]],tableOctobre[Fusion],0)+1,\"Non trouvé\")","v":"Non trouvé"},null,93,null,93]
["SECU","Réseau alarmes protection homme bâtiment","U_CURA004552","Effectuer des plans","AME","AR","U130","10U","4 875,00","3000-01-01",0,1,0,null,null,"BIOMED_ULIS",{"$error":"#NAME?"},{"$f":"IFERROR(\"Oui, à la ligne \" & MATCH(tableFévrier[[#This Row],[Fusion]],tableOctobre[Fusion],0)+1,\"Non trouvé\")","v":"Non trouvé"},null,94,null,94]
["SECU","Réseau alarmes protection homme bâtiment","U_CURA004553","Effectuer des plans","AME","AR","U130","10U","4 876,00","3000-01-01",0,1,0,null,null,"BIOMED_ULIS",{"$error":"#NAME?"},{"$f":"IFERROR(\"Oui, à la ligne \" & MATCH(tableFévrier[[#This Row],[Fusion]],tableOctobre[Fusion],0)+1,\"Non trouvé\")","v":"Non trouvé"},null,95,null,95]
["PLAPP02","Pompe envoi plasma vers PLAC01","U_CURA000910","Pompe bruyante","MC","AR","U410","11U",null,"3000-01-01",0,1,0,null,null,"BIOMED_ULIS",{"$error":"#NAME?"},{"$f":"IFERROR(\"Oui, à la ligne \" & MATCH(tableFévrier[[#This Row],[Fusion]],tableOctobre[Fusion],0)+1,\"Non trouvé\")","v":"Non trouvé"},null,96,null,96]
["GAMCT21","Réacteur uf gamma","U_MECA000036","Maintenance annuelle Cuves UF GAMMA","MPS","DEF","U441","11U","621 436,00","2025-01-24",3,1,0,365,0,"BIOMED_ULIS",{"$error":"#NAME?"},{"$f":"IFERROR(\"Oui, à la ligne \" & MATCH(tableFévrier[[#This Row],[Fusion]],tableOctobre[Fusion],0)+1,\"Non trouvé\")","v":"Non trouvé"},null,97,null,97]
["BAT0103","Bâtiment 1 laboratoires de contrôle","U_CURA004614","Réparation 2 stores","MC","DEF","S244","13U","4 960,00","3000-01-01",0,1,0,null,null,"BIOMED_ULIS",{"$error":"#NAME?"},{"$f":"IFERROR(\"Oui, à la ligne \" & MATCH(tableFévrier[[#This Row],[Fusion]],tableOctobre[Fusion],0)+1,\"Non trouvé\")","v":"Non trouvé"},null,98,null,98]
["BAT11MGP","Bâtiment 11 partie chambres froides","U_CURA004615","Protection coup de poing","AME","DEF","U200BATP","13U","4 959,00","3000-01-01",0,1,0,null,null,"BIOMED_ULIS",{"$error":"#NAME?"},{"$f":"IFERROR(\"Oui, à la ligne \" & MATCH(tableFévrier[[#This Row],[Fusion]],tableOctobre[Fusion],0)+1,\"Non trouvé\")","v":"Non trouvé"},null,99,null,99]
["MGPEQUIP","Equipement spécif. magasin plasma","U_CURA004618","Caddies à redresser","MC","DEF","U406","11U","4 956,00","3000-01-01",0,1,0,null,null,"BIOMED_ULIS",{"$error":"#NAME?"},{"$f":"IFERROR(\"Oui, à la ligne \" & MATCH(tableFévrier[[#This Row],[Fusion]],tableOctobre[Fusion],0)+1,\"Non trouvé\")","v":"Non trouvé"},null,100,null,100]
["FW2","Réseau eau incendie RIA B9 à B13","U_CURA004623","Vérification annuelle","CON","DEF","U130","13U","4 966,00","3000-01-01",0,1,0,null,null,"BIOMED_ULIS",{"$error":"#NAME?"},{"$f":"IFERROR(\"Oui, à la ligne \" & MATCH(tableFévrier[[#This Row],[Fusion]],tableOctobre[Fusion],0)+1,\"Non trouvé\")","v":"Non trouvé"},null,101,null,101]
["FW1","Réseau eau incendie RIA B1 à B8","U_CURA004624","Vérification annuelle","CON","DEF","U130","13U","4 965,00","3000-01-01",0,1,0,null,null,"BIOMED_ULIS",{"$error":"#NAME?"},{"$f":"IFERROR(\"Oui, à la ligne \" & MATCH(tableFévrier[[#This Row],[Fusion]],tableOctobre[Fusion],0)+1,\"Non trouvé\")","v":"Non trouvé"},null,102,null,102]
["ELE","Réseau de distribution électrique","U_CURA004632","Remise en état d'un onduleur","MC","DEF","U222ELE","10U","4 976,00","3000-01-01",0,1,0,null,null,"BIOMED_ULIS",{"$error":"#NAME?"},{"$f":"IFERROR(\"Oui, à la ligne \" & MATCH(tableFévrier[[#This Row],[Fusion]],tableOctobre[Fusion],0)+1,\"Non trouvé\")","v":"Non trouvé"},null,103,null,103]
["EXMETEQUIP","Equipements spécifiques de métrologie","U_CURA004634","Pose connecteurs sur sonde PT100","AME","DEF","U200","11U","4 974,00","3000-01-01",0,1,0,null,null,"BIOMED_ULIS",{"$error":"#NAME?"},{"$f":"IFERROR(\"Oui, à la ligne \" & MATCH(tableFévrier[[#This Row],[Fusion]],tableOctobre[Fusion],0)+1,\"Non trouvé\")","v":"Non trouvé"},null,104,null,104]
["EXRF13EVA02","Evapo. n°2 cf n°12 -40°C entrée pièce","U_CURA004635","Prise en glace bac évaporateur","MC","DEF","U222RF","10U","4 973,00","3000-01-01",0,1,0,null,null,"BIOMED_ULIS",{"$error":"#NAME?"},{"$f":"IFERROR(\"Oui, à la ligne \" & MATCH(tableFévrier[[#This Row],[Fusion]],tableOctobre[Fusion],0)+1,\"Non trouvé\")","v":"Non trouvé"},null,105,null,105]
["BAT08","Bâtiment 8 de production","U_CURA004659","Mise en place d'un porte vêtements","CON","DEF","U200BATP","13U","5 000,00","3000-01-01",0,1,0,null,null,"BIOMED_ULIS",{"$error":"#NAME?"},{"$f":"IFERROR(\"Oui, à la ligne \" & MATCH(tableFévrier[[#This Row],[Fusion]],tableOctobre[Fusion],0)+1,\"Non trouvé\")","v":"Non trouvé"},null,106,null,106]
["BAT03","Bâtiment 3","U_CURA004660","Cale porte à refixer","CON","DEF","S244","13U","4 999,00","3000-01-01",0,1,0,null,null,"BIOMED_ULIS",{"$error":"#NAME?"},{"$f":"IFERROR(\"Oui, à la ligne \" & MATCH(tableFévrier[[#This Row],[Fusion]],tableOctobre[Fusion],0)+1,\"Non trouvé\")","v":"Non trouvé"},null,107,null,107]
["BAT11MGP","Bâtiment 11 partie chambres froides","U_CURA004679","Pose d'un film sur fenêtre","CON","DEF","U200BATP","13U","5 023,00","3000-01-01",0,1,0,null,null,"BIOMED_ULIS",{"$error":"#NAME?"},{"$f":"IFERROR(\"Oui, à la ligne \" & MATCH(tableFévrier[[#This Row],[Fusion]],tableOctobre[Fusion],0)+1,\"Non trouvé\")","v":"Non trouvé"},null,108,null,108]
["BAT13","LOCAL PLOMBERIE","U_CURA004681","Remplacement éclairage","MC","DEF","U235BATU","13U","5 026,00","3000-01-01",0,1,0,null,null,"BIOMED_ULIS",{"$error":"#NAME?"},{"$f":"IFERROR(\"Oui, à la ligne \" & MATCH(tableFévrier[[#This Row],[Fusion]],tableOctobre[Fusion],0)+1,\"Non trouvé\")","v":"Non trouvé"},null,109,null,109]
["BAT11MGP","Bâtiment 11 partie chambres froides","U_CURA004682","Remise en place poignées portes","MC","DEF","U200BATP","13U","5 025,00","3000-01-01",0,1,0,null,null,"BIOMED_ULIS",{"$error":"#NAME?"},{"$f":"IFERROR(\"Oui, à la ligne \" & MATCH(tableFévrier[[#This Row],[Fusion]],tableOctobre[Fusion],0)+1,\"Non trouvé\")","v":"Non trouvé"},null,110,null,110]
["GW71","Circuit de refroidissement ALBR001","U_CURA004697","Contrôle de la régulation","MPS","AR","U222GW","11U",null,"3000-01-01",0,1,0,null,null,"BIOMED_ULIS",{"$error":"#NAME?"},{"$f":"IFERROR(\"Oui, à la ligne \" & MATCH(tableFévrier[[#This Row],[Fusion]],tableOctobre[Fusion],0)+1,\"Non trouvé\")","v":"Non trouvé"},null,111,null,111]
["ADEPP125_020","Pompe UF à lobe","U_MECA000050","Maintenance annuelle WAUKESHA 130U","MPS","DEF","U421DEAE","11U","566 461,00","2024-10-08",3,1,0,730,0,"BIOMED_ULIS",{"$error":"#NAME?"},{"$f":"IFERROR(\"Oui, à la ligne \" & MATCH(tableFévrier[[#This Row],[Fusion]],tableOctobre[Fusion],0)+1,\"Non trouvé\")","v":"Non trouvé"},null,112]
["EX1PLAC03","Bactofuge","U_CURA004704","Réparation du bol n°2917596","MC","AR","U410","11U",null,"3000-01-01",0,1,0,null,null,"BIOMED_ULIS",{"$error":"#NAME?"},{"$f":"IFERROR(\"Oui, à la ligne \" & MATCH(tableFévrier[[#This Row],[Fusion]],tableOctobre[Fusion],0)+1,\"Non trouvé\")","v":"Non trouvé"},null,113,null,113]
["BAT09","Bâtiment 9 restaurant salle de réunion","U_CURA004711","Fuites d'eau","MC","DEF","S244","13U","5 079,00","3000-01-01",0,1,0,null,null,"BIOMED_ULIS",{"$error":"#NAME?"},{"$f":"IFERROR(\"Oui, à la ligne \" & MATCH(tableFévrier[[#This Row],[Fusion]],tableOctobre[Fusion],0)+1,\"Non trouvé\")","v":"Non trouvé"},null,114,null,114]
["BAT03","Bâtiment 3","U_CURA004716","Plaques porte à refixer","MC","DEF","S244","13U","5 073,00","3000-01-01",0,1,0,null,null,"BIOMED_ULIS",{"$error":"#NAME?"},{"$f":"IFERROR(\"Oui, à la ligne \" & MATCH(tableFévrier[[#This Row],[Fusion]],tableOctobre[Fusion],0)+1,\"Non trouvé\")","v":"Non trouvé"},null,115,null,115]
["BAT01","Bâtiment 1 commun","U_CURA004717","Installer points lumineux","CON","DEF","S244","13U","5 072,00","3000-01-01",0,1,0,null,null,"BIOMED_ULIS",{"$error":"#NAME?"},{"$f":"IFERROR(\"Oui, à la ligne \" & MATCH(tableFévrier[[#This Row],[Fusion]],tableOctobre[Fusion],0)+1,\"Non trouvé\")","v":"Non trouvé"},null,116,null,116]
["BAT0101","Bâtiment 1 1étage","U_CURA004718","2 tables roulantes à monter","CON","AR","S244","13U","5 071,00","3000-01-01",0,1,0,null,null,"BIOMED_ULIS",{"$error":"#NAME?"},{"$f":"IFERROR(\"Oui, à la ligne \" & MATCH(tableFévrier[[#This Row],[Fusion]],tableOctobre[Fusion],0)+1,\"Non trouvé\")","v":"Non trouvé"},null,117,null,117]
["EXMETEQUIP","Equipements spécifiques de métrologie","U_CURA004721","Confection tuyau 15m","AME","AR","U200","13U","5 068,00","3000-01-01",0,1,0,null,null,"BIOMED_ULIS",{"$error":"#NAME?"},{"$f":"IFERROR(\"Oui, à la ligne \" & MATCH(tableFévrier[[#This Row],[Fusion]],tableOctobre[Fusion],0)+1,\"Non trouvé\")","v":"Non trouvé"},null,118,null,118]
["BAT08","Bâtiment 8 de production","U_CURA004733","Coupure alimentation électrique porte","AME","DEF","U200BATP","11U","5 108,00","3000-01-01",0,1,0,null,null,"BIOMED_ULIS",{"$error":"#NAME?"},{"$f":"IFERROR(\"Oui, à la ligne \" & MATCH(tableFévrier[[#This Row],[Fusion]],tableOctobre[Fusion],0)+1,\"Non trouvé\")","v":"Non trouvé"},null,119,null,119]
["BAT08","Bâtiment 8 de production","U_CURA004734","Confection et pose de 2 dévidoirs","AME","DEF","U200BATP","13U","5 107,00","3000-01-01",0,1,0,null,null,"BIOMED_ULIS",{"$error":"#NAME?"},{"$f":"IFERROR(\"Oui, à la ligne \" & MATCH(tableFévrier[[#This Row],[Fusion]],tableOctobre[Fusion],0)+1,\"Non trouvé\")","v":"Non trouvé"},null,120,null,120]
["PLADECONG","Equipements décongélation plasma","U_CURA004737","Confection plateau inox","AME","DEF","U410","11U","5 104,00","3000-01-01",0,1,0,null,null,"BIOMED_ULIS",{"$error":"#NAME?"},{"$f":"IFERROR(\"Oui, à la ligne \" & MATCH(tableFévrier[[#This Row],[Fusion]],tableOctobre[Fusion],0)+1,\"Non trouvé\")","v":"Non trouvé"},null,121,null,121]
["BAT03","Bâtiment 3","U_CURA004738","Plaque nominative porte bureau","CON","DEF","S244","13U","5 103,00","3000-01-01",0,1,0,null,null,"BIOMED_ULIS",{"$error":"#NAME?"},{"$f":"IFERROR(\"Oui, à la ligne \" & MATCH(tableFévrier[[#This Row],[Fusion]],tableOctobre[Fusion],0)+1,\"Non trouvé\")","v":"Non trouvé"},null,122,null,122]
["BAT0102","Bâtiment des laboratoires de recherche","U_CURA004740","Double de clefs","CON","DEF","S244","13U","5 101,00","3000-01-01",0,1,0,null,null,"BIOTECH_ULIS",{"$error":"#NAME?"},{"$f":"IFERROR(\"Oui, à la ligne \" & MATCH(tableFévrier[[#This Row],[Fusion]],tableOctobre[Fusion],0)+1,\"Non trouvé\")","v":"Non trouvé"},null,123,null,123]
["BAT04","Bâtiment 4 Centrale énergie","U_CURA004741","Installation fixations porte conteneurs","MC","AR","S244","13U","5 100,00","3000-01-01",0,1,0,null,null,"BIOMED_ULIS",{"$error":"#NAME?"},{"$f":"IFERROR(\"Oui, à la ligne \" & MATCH(tableFévrier[[#This Row],[Fusion]],tableOctobre[Fusion],0)+1,\"Non trouvé\")","v":"Non trouvé"},null,124,null,124]
["BAT04","Bâtiment 4 Centrale énergie","U_CURA004742","Tracé peinture","CON","DEF","S244","13U","5 099,00","3000-01-01",0,1,0,null,null,"BIOMED_ULIS",{"$error":"#NAME?"},{"$f":"IFERROR(\"Oui, à la ligne \" & MATCH(tableFévrier[[#This Row],[Fusion]],tableOctobre[Fusion],0)+1,\"Non trouvé\")","v":"Non trouvé"},null,125,null,125]
["FW1","Réseau eau incendie RIA B1 à B8","U_CURA004743","Détordre barre de protection","MC","DEF","U130","13U","5 098,00","3000-01-01",0,1,0,null,null,"BIOMED_ULIS",{"$error":"#NAME?"},{"$f":"IFERROR(\"Oui, à la ligne \" & MATCH(tableFévrier[[#This Row],[Fusion]],tableOctobre[Fusion],0)+1,\"Non trouvé\")","v":"Non trouvé"},null,126,null,126]
["GN","Stockage et distribution azote gazeux B8","U_CURA004746","Pose clapet anti retour sur réseau","AME","AR","U236DIV","11U",null,"3000-01-01",0,1,0,null,null,"BIOMED_ULIS",{"$error":"#NAME?"},{"$f":"IFERROR(\"Oui, à la ligne \" & MATCH(tableFévrier[[#This Row],[Fusion]],tableOctobre[Fusion],0)+1,\"Non trouvé\")","v":"Non trouvé"},null,127,null,127]
["BAT03","Bâtiment 3","U_CURA004750","Plus d'éclairage dans WC femmes","MC","DEF","S244","13U","5 118,00","3000-01-01",0,1,0,null,null,"BIOMED_ULIS",{"$error":"#NAME?"},{"$f":"IFERROR(\"Oui, à la ligne \" & MATCH(tableFévrier[[#This Row],[Fusion]],tableOctobre[Fusion],0)+1,\"Non trouvé\")","v":"Non trouvé"},null,128,null,128]
["BAT0103","Bâtiment 1 laboratoires de contrôle","U_CURA004751","Stores à revoir et pose porte-manteaux","MC","DEF","S244","13U","5 117,00","3000-01-01",0,1,0,null,null,"BIOMED_ULIS",{"$error":"#NAME?"},{"$f":"IFERROR(\"Oui, à la ligne \" & MATCH(tableFévrier[[#This Row],[Fusion]],tableOctobre[Fusion],0)+1,\"Non trouvé\")","v":"Non trouvé"},null,129,null,129]
["BAT0102","Bâtiment des laboratoires de recherche","U_CURA004752","Pose panneau mural","CON","DEF","S244","13U","5 116,00","3000-01-01",0,1,0,null,null,"BIOTECH_ULIS",{"$f":"_xlfn.TEXTJOIN(\"\",TRUE,A130:D130,H130,N130)","v":{"$error":"#NAME?"}},{"$f":"IFERROR(\"Oui, à la ligne \" & MATCH(tableFévrier[[#This Row],[Fusion]],tableOctobre[Fusion],0)+1,\"Non trouvé\")","v":"Non trouvé"},null,130,null,130]
["EX1PLAC03","Bactofuge","U_CURA004753","Modification poussée d'eau","CON","DEF","U410","11U","5 115,00","3000-01-01",0,1,0,null,null,"BIOMED_ULIS",{"$error":"#NAME?"},{"$f":"IFERROR(\"Oui, à la ligne \" & MATCH(tableFévrier[[#This Row],[Fusion]],tableOctobre[Fusion],0)+1,\"Non trouvé\")","v":"Non trouvé"},null,131,null,131]
["BAT0102","Bâtiment des laboratoires de recherche","U_CURA004763","Tableau et dévidoir à fixer au mur","CON","DEF","S244","13U","5 136,00","3000-01-01",0,1,0,null,null,"BIOTECH_ULIS",{"$error":"#NAME?"},{"$f":"IFERROR(\"Oui, à la ligne \" & MATCH(tableFévrier[[#This Row],[Fusion]],tableOctobre[Fusion],0)+1,\"Non trouvé\")","v":"Non trouvé"},null,132,null,132]
["EPL2CF07","Chambre froide enreg. plasma +5°C","U_CURA004765","Fuite d'eau importante","MC","AR","U406","10U","5 134,00","3000-01-01",0,1,0,null,null,"BIOMED_ULIS",{"$error":"#NAME?"},{"$f":"IFERROR(\"Oui, à la ligne \" & MATCH(tableFévrier[[#This Row],[Fusion]],tableOctobre[Fusion],0)+1,\"Non trouvé\")","v":"Non trouvé"},null,133,null,133]
["BAT0102","Bâtiment des laboratoires de recherche","U_CURA004766","Groom et lampe à changer","MC","DEF","S244","13U","5 133,00","3000-01-01",0,1,0,null,null,"BIOTECH_ULIS",{"$error":"#NAME?"},{"$f":"IFERROR(\"Oui, à la ligne \" & MATCH(tableFévrier[[#This Row],[Fusion]],tableOctobre[Fusion],0)+1,\"Non trouvé\")","v":"Non trouvé"},null,134,null,134]
["BAT11MGG","Bâtiment 11 partie magasin général","U_CURA004768","Pose de rebord en ciment","MC","DEF","U200BATP","13U","5 131,00","3000-01-01",0,1,0,null,null,"BIOMED_ULIS",{"$error":"#NAME?"},{"$f":"IFERROR(\"Oui, à la ligne \" & MATCH(tableFévrier[[#This Row],[Fusion]],tableOctobre[Fusion],0)+1,\"Non trouvé\")","v":"Non trouvé"},null,135,null,135]
["BAT11MGG","Bâtiment 11 partie magasin général","U_CURA004769","Mise en place protection rampe accès","MC","DEF","U200BATP","13U","5 130,00","3000-01-01",0,1,0,null,null,"BIOMED_ULIS",{"$error":"#NAME?"},{"$f":"IFERROR(\"Oui, à la ligne \" & MATCH(tableFévrier[[#This Row],[Fusion]],tableOctobre[Fusion],0)+1,\"Non trouvé\")","v":"Non trouvé"},null,136,null,136]
["SECU","Réseau alarmes protection homme bâtiment","U_CURA004770","Déprogrammation sirène","CON","DEF","U130","10U","5 129,00","3000-01-01",0,1,0,null,null,"BIOMED_ULIS",{"$error":"#NAME?"},{"$f":"IFERROR(\"Oui, à la ligne \" & MATCH(tableFévrier[[#This Row],[Fusion]],tableOctobre[Fusion],0)+1,\"Non trouvé\")","v":"Non trouvé"},null,137,null,137]
["EXGAMARM04","Armoire électrique centri gamma","U_CURA004795","Canalisation déclarée sale","MC","DEF","U441","11U","5 162,00","3000-01-01",0,1,0,null,null,"BIOMED_ULIS",{"$error":"#NAME?"},{"$f":"IFERROR(\"Oui, à la ligne \" & MATCH(tableFévrier[[#This Row],[Fusion]],tableOctobre[Fusion],0)+1,\"Non trouvé\")","v":"Non trouvé"},null,138,null,138]
["BATCONTROL","Bâtiments des laboratoires de contrôle","U_CURA004806","ENLEVEMENT FONTAINE A EAU","CON","DEF","U881USNC","13U","5 181,00","3000-01-01",0,1,0,null,null,"BIOMED_ULIS",{"$error":"#NAME?"},{"$f":"IFERROR(\"Oui, à la ligne \" & MATCH(tableFévrier[[#This Row],[Fusion]],tableOctobre[Fusion],0)+1,\"Non trouvé\")","v":"Non trouvé"},null,139,null,139]
["BAT11MGG","Bâtiment 11 partie magasin général","U_CURA004815","Réparation éclairage 11RC43 et 11RC45","MC","DEF","U200BATP","13U","5 191,00","3000-01-01",0,1,0,null,null,"BIOMED_ULIS",{"$error":"#NAME?"},{"$f":"IFERROR(\"Oui, à la ligne \" & MATCH(tableFévrier[[#This Row],[Fusion]],tableOctobre[Fusion],0)+1,\"Non trouvé\")","v":"Non trouvé"},null,140,null,140]
["ELE08N","Distribution bt normal tr8","U_CURA004816","Déplacement chargeur de batterie","MC","DEF","U222ELE","10U","5 192,00","3000-01-01",0,1,0,null,null,"BIOMED_ULIS",{"$error":"#NAME?"},{"$f":"IFERROR(\"Oui, à la ligne \" & MATCH(tableFévrier[[#This Row],[Fusion]],tableOctobre[Fusion],0)+1,\"Non trouvé\")","v":"Non trouvé"},null,141,null,141]
["BAT0102","Bâtiment des laboratoires de recherche","U_CURA004836","Remise en etat porte 1226","MC","DEF","S244","13U","5 213,00","3000-01-01",0,1,0,null,null,"BIOTECH_ULIS",{"$error":"#NAME?"},{"$f":"IFERROR(\"Oui, à la ligne \" & MATCH(tableFévrier[[#This Row],[Fusion]],tableOctobre[Fusion],0)+1,\"Non trouvé\")","v":"Non trouvé"},null,142,null,142]
["EPL2EQUIP","Equipements spéc. enregist. plasma","U_CURA004857","Installation armoire anti feu sur socle","AME","DEF","U406","AR","5 235,00","3000-01-01",0,1,0,null,null,"BIOMED_ULIS",{"$error":"#NAME?"},{"$f":"IFERROR(\"Oui, à la ligne \" & MATCH(tableFévrier[[#This Row],[Fusion]],tableOctobre[Fusion],0)+1,\"Non trouvé\")","v":"Non trouvé"},null,143,null,143]
["BAT14","Bâtiment 14 poste de garde Acadie","U_CURA004858","Wc bouché","MC","DEF","S244","AR","5 236,00","3000-01-01",0,1,0,null,null,"BIOMED_ULIS",{"$error":"#NAME?"},{"$f":"IFERROR(\"Oui, à la ligne \" & MATCH(tableFévrier[[#This Row],[Fusion]],tableOctobre[Fusion],0)+1,\"Non trouvé\")","v":"Non trouvé"},null,144,null,144]
["BAT11MGP","Bâtiment 11 partie chambres froides","U_CURA004859","Changement capteur de porte","MC","DEF","U200BATP","13U","5 237,00","3000-01-01",0,1,0,null,null,"BIOMED_ULIS",{"$error":"#NAME?"},{"$f":"IFERROR(\"Oui, à la ligne \" & MATCH(tableFévrier[[#This Row],[Fusion]],tableOctobre[Fusion],0)+1,\"Non trouvé\")","v":"Non trouvé"},null,145,null,145]
["BAT11MGP","Bâtiment 11 partie chambres froides","U_CURA004860","Fixation de butés de roue","AME","DEF","U200BATP","AR","5 238,00","3000-01-01",0,1,0,null,null,"BIOMED_ULIS",{"$error":"#NAME?"},{"$f":"IFERROR(\"Oui, à la ligne \" & MATCH(tableFévrier[[#This Row],[Fusion]],tableOctobre[Fusion],0)+1,\"Non trouvé\")","v":"Non trouvé"},null,146,null,146]
["BAT0102","Bâtiment des laboratoires de recherche","U_CURA004862","Changer support tubes néons","MC","DEF","S244","13U","5 240,00","3000-01-01",0,1,0,null,null,"BIOTECH_ULIS",{"$error":"#NAME?"},{"$f":"IFERROR(\"Oui, à la ligne \" & MATCH(tableFévrier[[#This Row],[Fusion]],tableOctobre[Fusion],0)+1,\"Non trouvé\")","v":"Non trouvé"},null,147,null,147]
["BAT01","Bâtiment 1 commun","U_CURA004863","Pose taquets dans placard","MC","DEF","S244","13U","5 241,00","3000-01-01",0,1,0,null,null,"BIOMED_ULIS",{"$error":"#NAME?"},{"$f":"IFERROR(\"Oui, à la ligne \" & MATCH(tableFévrier[[#This Row],[Fusion]],tableOctobre[Fusion],0)+1,\"Non trouvé\")","v":"Non trouvé"},null,148,null,148]
["BAT17","Bâtiment 17 poste de garde Tropique","U_CURA001172","Raccordement B17 sur ELEGE01","AME","DEF","S244","10U","1 418,00","3000-01-01",0,1,0,null,null,"BIOMED_ULIS",{"$error":"#NAME?"},{"$f":"IFERROR(\"Oui, à la ligne \" & MATCH(tableFévrier[[#This Row],[Fusion]],tableOctobre[Fusion],0)+1,\"Non trouvé\")","v":"Non trouvé"},null,149,null,149]
["BAT13","LOCAL PLOMBERIE","U_CURA004870","Pose digicode","AME","DEF","U235BATU","13U","5 270,00","3000-01-01",0,1,0,null,null,"BIOMED_ULIS",{"$error":"#NAME?"},{"$f":"IFERROR(\"Oui, à la ligne \" & MATCH(tableFévrier[[#This Row],[Fusion]],tableOctobre[Fusion],0)+1,\"Non trouvé\")","v":"Non trouvé"},null,150,null,150]
["BAT03","Bâtiment 3","U_CURA004872","Réfection moquette 1er B3","AME","DEF","S244","13U","5 272,00","3000-01-01",0,1,0,null,null,"BIOMED_ULIS",{"$error":"#NAME?"},{"$f":"IFERROR(\"Oui, à la ligne \" & MATCH(tableFévrier[[#This Row],[Fusion]],tableOctobre[Fusion],0)+1,\"Non trouvé\")","v":"Non trouvé"},null,151,null,151]
["FW2","Réseau eau incendie RIA B9 à B13","U_CURA004873","Déplacemnet tête de détection","MC","DEF","U130","10U","5 273,00","3000-01-01",0,1,0,null,null,"BIOMED_ULIS",{"$error":"#NAME?"},{"$f":"IFERROR(\"Oui, à la ligne \" & MATCH(tableFévrier[[#This Row],[Fusion]],tableOctobre[Fusion],0)+1,\"Non trouvé\")","v":"Non trouvé"},null,152,null,152]
["BAT08","Bâtiment 8 de production","U_CURA004877","Pose boite à clefs","CON","DEF","U200BATP","13U","5 278,00","3000-01-01",0,1,0,null,null,"BIOMED_ULIS",{"$error":"#NAME?"},{"$f":"IFERROR(\"Oui, à la ligne \" & MATCH(tableFévrier[[#This Row],[Fusion]],tableOctobre[Fusion],0)+1,\"Non trouvé\")","v":"Non trouvé"},null,153,null,153]
["BAT0102","Bâtiment des laboratoires de recherche","U_CURA004879","Révision système climatisation","MC","DEF","S244","10U","5 282,00","3000-01-01",0,1,0,null,null,"BIOTECH_ULIS",{"$error":"#NAME?"},{"$f":"IFERROR(\"Oui, à la ligne \" & MATCH(tableFévrier[[#This Row],[Fusion]],tableOctobre[Fusion],0)+1,\"Non trouvé\")","v":"Non trouvé"},null,154,null,154]
["BAT01","Bâtiment 1 commun","U_CURA004881","Remplacement serrure de porte d'armoire","CON","DEF","S244","13U","5 285,00","3000-01-01",0,1,0,null,null,"BIOMED_ULIS",{"$error":"#NAME?"},{"$f":"IFERROR(\"Oui, à la ligne \" & MATCH(tableFévrier[[#This Row],[Fusion]],tableOctobre[Fusion],0)+1,\"Non trouvé\")","v":"Non trouvé"},null,155,null,155]
["BAT03","Bâtiment 3","U_CURA004882","Store bloqué","CON","DEF","S244","13U","5 286,00","3000-01-01",0,1,0,null,null,"BIOMED_ULIS",{"$error":"#NAME?"},{"$f":"IFERROR(\"Oui, à la ligne \" & MATCH(tableFévrier[[#This Row],[Fusion]],tableOctobre[Fusion],0)+1,\"Non trouvé\")","v":"Non trouvé"},null,156,null,156]
["BAT02","Bâtiment 2","U_CURA004883","Fenêtre bloquée","CON","DEF","S244","13U","5 287,00","3000-01-01",0,1,0,null,null,"BIOMED_ULIS",{"$error":"#NAME?"},{"$f":"IFERROR(\"Oui, à la ligne \" & MATCH(tableFévrier[[#This Row],[Fusion]],tableOctobre[Fusion],0)+1,\"Non trouvé\")","v":"Non trouvé"},null,157,null,157]
["BAT09","Bâtiment 9 restaurant salle de réunion","U_CURA004885","WC hommes à réparer","MC","DEF","S244","13U","5 311,00","3000-01-01",0,1,0,null,null,"BIOMED_ULIS",{"$error":"#NAME?"},{"$f":"IFERROR(\"Oui, à la ligne \" & MATCH(tableFévrier[[#This Row],[Fusion]],tableOctobre[Fusion],0)+1,\"Non trouvé\")","v":"Non trouvé"},null,158,null,158]
["MGPCFROIDE","Chambres froides du magasin plasma","U_CURA004886","Remplacement néons","MC","DEF","U200BATP","13U","5 310,00","3000-01-01",0,1,0,null,null,"BIOMED_ULIS",{"$error":"#NAME?"},{"$f":"IFERROR(\"Oui, à la ligne \" & MATCH(tableFévrier[[#This Row],[Fusion]],tableOctobre[Fusion],0)+1,\"Non trouvé\")","v":"Non trouvé"},null,159,null,159]
["FW2","Réseau eau incendie RIA B9 à B13","U_CURA004889","Vérification périodique extincteurs","CON","DEF","U130","13U","5 307,00","3000-01-01",0,1,0,null,null,"BIOMED_ULIS",{"$error":"#NAME?"},{"$f":"IFERROR(\"Oui, à la ligne \" & MATCH(tableFévrier[[#This Row],[Fusion]],tableOctobre[Fusion],0)+1,\"Non trouvé\")","v":"Non trouvé"},null,160,null,160]
["FW1","Réseau eau incendie RIA B1 à B8","U_CURA004890","Vérification périodique extincteurs","CON","DEF","U130","13U","5 306,00","3000-01-01",0,1,0,null,null,"BIOMED_ULIS",{"$error":"#NAME?"},{"$f":"IFERROR(\"Oui, à la ligne \" & MATCH(tableFévrier[[#This Row],[Fusion]],tableOctobre[Fusion],0)+1,\"Non trouvé\")","v":"Non trouvé"},null,161,null,161]
["BAT11MGG","Bâtiment 11 partie magasin général","U_CURA004891","Remplacement ampoule","MC","DEF","U200BATP","13U","5 305,00","3000-01-01",0,1,0,null,null,"BIOMED_ULIS",{"$error":"#NAME?"},{"$f":"IFERROR(\"Oui, à la ligne \" & MATCH(tableFévrier[[#This Row],[Fusion]],tableOctobre[Fusion],0)+1,\"Non trouvé\")","v":"Non trouvé"},null,162,null,162]
["MGPCF10","Chambre froide n°10 réception plasma 5°C","U_CURA004892","Fuite d'eau","MC","DEF","U406","10U","5 304,00","3000-01-01",0,1,0,null,null,"BIOMED_ULIS",{"$error":"#NAME?"},{"$f":"IFERROR(\"Oui, à la ligne \" & MATCH(tableFévrier[[#This Row],[Fusion]],tableOctobre[Fusion],0)+1,\"Non trouvé\")","v":"Non trouvé"},null,163,null,163]
["BAT03","Bâtiment 3","U_CURA004893","Changement serrures et pose plaques","CON","DEF","S244","13U","5 303,00","3000-01-01",0,1,0,null,null,"BIOMED_ULIS",{"$error":"#NAME?"},{"$f":"IFERROR(\"Oui, à la ligne \" & MATCH(tableFévrier[[#This Row],[Fusion]],tableOctobre[Fusion],0)+1,\"Non trouvé\")","v":"Non trouvé"},null,164,null,164]
["BAT0103","Bâtiment 1 laboratoires de contrôle","U_CURA004894","Divers petits travaux","CON","DEF","S244","13U","5 302,00","3000-01-01",0,1,0,null,null,"BIOMED_ULIS",{"$error":"#NAME?"},{"$f":"IFERROR(\"Oui, à la ligne \" & MATCH(tableFévrier[[#This Row],[Fusion]],tableOctobre[Fusion],0)+1,\"Non trouvé\")","v":"Non trouvé"},null,165,null,165]
["BAT02","Bâtiment 2","U_CURA004895","Pose barre anti-panique","MC","DEF","S244","13U","5 301,00","3000-01-01",0,1,0,null,null,"BIOMED_ULIS",{"$error":"#NAME?"},{"$f":"IFERROR(\"Oui, à la ligne \" & MATCH(tableFévrier[[#This Row],[Fusion]],tableOctobre[Fusion],0)+1,\"Non trouvé\")","v":"Non trouvé"},null,166,null,166]
["FW1","Réseau eau incendie RIA B1 à B8","U_CURA004896","Refixer extincteurs","MC","DEF","U130","13U","5 300,00","3000-01-01",0,1,0,null,null,"BIOMED_ULIS",{"$error":"#NAME?"},{"$f":"IFERROR(\"Oui, à la ligne \" & MATCH(tableFévrier[[#This Row],[Fusion]],tableOctobre[Fusion],0)+1,\"Non trouvé\")","v":"Non trouvé"},null,167,null,167]
["BAT01","Bâtiment 1 commun","U_CURA004897","Pose barre anti-panique","MC","DEF","S244","13U","5 299,00","3000-01-01",0,1,0,null,null,"BIOMED_ULIS",{"$error":"#NAME?"},{"$f":"IFERROR(\"Oui, à la ligne \" & MATCH(tableFévrier[[#This Row],[Fusion]],tableOctobre[Fusion],0)+1,\"Non trouvé\")","v":"Non trouvé"},null,168,null,168]
["BAT11MGP","Bâtiment 11 partie chambres froides","U_CURA004898","Remise en état porte","MC","DEF","U200BATP","13U","5 298,00","3000-01-01",0,1,0,null,null,"BIOMED_ULIS",{"$error":"#NAME?"},{"$f":"IFERROR(\"Oui, à la ligne \" & MATCH(tableFévrier[[#This Row],[Fusion]],tableOctobre[Fusion],0)+1,\"Non trouvé\")","v":"Non trouvé"},null,169,null,169]
["BAT08","Bâtiment 8 de production","U_CURA004900","Vitre à changer","MC","DEF","U200BATP","13U","5 296,00","3000-01-01",0,1,0,null,null,"BIOMED_ULIS",{"$error":"#NAME?"},{"$f":"IFERROR(\"Oui, à la ligne \" & MATCH(tableFévrier[[#This Row],[Fusion]],tableOctobre[Fusion],0)+1,\"Non trouvé\")","v":"Non trouvé"},null,170,null,170]
["BAT08","Bâtiment 8 de production","U_CURA004903","Double de clefs","CON","DEF","U200BATP","13U","5 293,00","3000-01-01",0,1,0,null,null,"BIOMED_ULIS",{"$error":"#NAME?"},{"$f":"IFERROR(\"Oui, à la ligne \" & MATCH(tableFévrier[[#This Row],[Fusion]],tableOctobre[Fusion],0)+1,\"Non trouvé\")","v":"Non trouvé"},null,171,null,171]
["BAT03","Bâtiment 3","U_CURA004904","Pose cache sur bureau","CON","DEF","S244","13U","5 292,00","3000-01-01",0,1,0,null,null,"BIOMED_ULIS",{"$error":"#NAME?"},{"$f":"IFERROR(\"Oui, à la ligne \" & MATCH(tableFévrier[[#This Row],[Fusion]],tableOctobre[Fusion],0)+1,\"Non trouvé\")","v":"Non trouvé"},null,172,null,172]
["EXUDP2CONG01","Congélateur -80°C n°1 pièce 1157","U_CURA004908","Changement accumulateur","MC","DEF","U851","10U","5 312,00","3000-01-01",0,1,0,null,null,"BIOTECH_ULIS",{"$error":"#NAME?"},{"$f":"IFERROR(\"Oui, à la ligne \" & MATCH(tableFévrier[[#This Row],[Fusion]],tableOctobre[Fusion],0)+1,\"Non trouvé\")","v":"Non trouvé"},null,173,null,173]
["BAT0103","Bâtiment 1 laboratoires de contrôle","U_CURA004935","Réparation stores","MC","DEF","S244","13U","5 339,00","3000-01-01",0,1,0,null,null,"BIOMED_ULIS",{"$error":"#NAME?"},{"$f":"IFERROR(\"Oui, à la ligne \" & MATCH(tableFévrier[[#This Row],[Fusion]],tableOctobre[Fusion],0)+1,\"Non trouvé\")","v":"Non trouvé"},null,174,null,174]
["BAT0101","Bâtiment 1 1étage","U_CURA004936","Remise en place plaques plafond","MC","DEF","S244","13U","5 340,00","3000-01-01",0,1,0,null,null,"BIOMED_ULIS",{"$error":"#NAME?"},{"$f":"IFERROR(\"Oui, à la ligne \" & MATCH(tableFévrier[[#This Row],[Fusion]],tableOctobre[Fusion],0)+1,\"Non trouvé\")","v":"Non trouvé"},null,175,null,175]
["BAT0103","Bâtiment 1 laboratoires de contrôle","U_CURA004940","Réparation portes et pose étagère","CON","DEF","S244","13U","5 344,00","3000-01-01",0,1,0,null,null,"BIOMED_ULIS",{"$error":"#NAME?"},{"$f":"IFERROR(\"Oui, à la ligne \" & MATCH(tableFévrier[[#This Row],[Fusion]],tableOctobre[Fusion],0)+1,\"Non trouvé\")","v":"Non trouvé"},null,176,null,176]
["GW5CP01","Pompe de circulation n°2 GW5","U_CURA004942","Révision pompe","MPS","AR","U222GW","10U","5 347,00","3000-01-01",0,1,0,null,null,"BIOMED_ULIS",{"$error":"#NAME?"},{"$f":"IFERROR(\"Oui, à la ligne \" & MATCH(tableFévrier[[#This Row],[Fusion]],tableOctobre[Fusion],0)+1,\"Non trouvé\")","v":"Non trouvé"},null,177,null,177]
["BAT03","Bâtiment 3","U_CURA004945","Divers petits travaux","CON","DEF","S244","13U","5 350,00","3000-01-01",0,1,0,null,null,"BIOMED_ULIS",{"$error":"#NAME?"},{"$f":"IFERROR(\"Oui, à la ligne \" & MATCH(tableFévrier[[#This Row],[Fusion]],tableOctobre[Fusion],0)+1,\"Non trouvé\")","v":"Non trouvé"},null,178,null,178]
["FW1","Réseau eau incendie RIA B1 à B8","U_CURA004947","Pose d'un extincteur","MC","DEF","U130","13U","5 352,00","3000-01-01",0,1,0,null,null,"BIOMED_ULIS",{"$error":"#NAME?"},{"$f":"IFERROR(\"Oui, à la ligne \" & MATCH(tableFévrier[[#This Row],[Fusion]],tableOctobre[Fusion],0)+1,\"Non trouvé\")","v":"Non trouvé"},null,179,null,179]
["BAT02","Bâtiment 2","U_CURA004954","Store à réparer","MC","DEF","S244","13U","5 359,00","3000-01-01",0,1,0,null,null,"BIOMED_ULIS",{"$error":"#NAME?"},{"$f":"IFERROR(\"Oui, à la ligne \" & MATCH(tableFévrier[[#This Row],[Fusion]],tableOctobre[Fusion],0)+1,\"Non trouvé\")","v":"Non trouvé"},null,180,null,180]
["BAT02","Bâtiment 2","U_CURA004955","Repose goulotte et réparation modulateur","CON","DEF","S244","13U","5 360,00","3000-01-01",0,1,0,null,null,"BIOMED_ULIS",{"$error":"#NAME?"},{"$f":"IFERROR(\"Oui, à la ligne \" & MATCH(tableFévrier[[#This Row],[Fusion]],tableOctobre[Fusion],0)+1,\"Non trouvé\")","v":"Non trouvé"},null,181,null,181]
["BAT01","Bâtiment 1 commun","U_CURA004966","Changement du barillet","MC","DEF","S244","13U","5 385,00","3000-01-01",0,1,0,null,null,"BIOMED_ULIS",{"$error":"#NAME?"},{"$f":"IFERROR(\"Oui, à la ligne \" & MATCH(tableFévrier[[#This Row],[Fusion]],tableOctobre[Fusion],0)+1,\"Non trouvé\")","v":"Non trouvé"},null,182,null,182]
["BAT02","Bâtiment 2","U_CURA004967","Remplacement fermeture fenêtre","MC","DEF","S244","13U","5 383,00","3000-01-01",0,1,0,null,null,"BIOMED_ULIS",{"$error":"#NAME?"},{"$f":"IFERROR(\"Oui, à la ligne \" & MATCH(tableFévrier[[#This Row],[Fusion]],tableOctobre[Fusion],0)+1,\"Non trouvé\")","v":"Non trouvé"},null,183,null,183]
["BAT08","Bâtiment 8 de production","U_CURA004968","Remplacement fermeture fenêtre","MC","DEF","U200BATP","13U","5 384,00","3000-01-01",0,1,0,null,null,"BIOMED_ULIS",{"$error":"#NAME?"},{"$f":"IFERROR(\"Oui, à la ligne \" & MATCH(tableFévrier[[#This Row],[Fusion]],tableOctobre[Fusion],0)+1,\"Non trouvé\")","v":"Non trouvé"},null,184,null,184]
["EXMGPCF08","Chambre froide n°8 sas -35°C","U_CURA004969","Dégivrage chambre froide","MC","AR","U406","10U","5 382,00","3000-01-01",0,1,0,null,null,"BIOMED_ULIS",{"$error":"#NAME?"},{"$f":"IFERROR(\"Oui, à la ligne \" & MATCH(tableFévrier[[#This Row],[Fusion]],tableOctobre[Fusion],0)+1,\"Non trouvé\")","v":"Non trouvé"},null,185,null,185]
["BAT03","Bâtiment 3","U_CURA004970","Pose taquets sur tablette","CON","DEF","S244","13U","5 381,00","3000-01-01",0,1,0,null,null,"BIOMED_ULIS",{"$error":"#NAME?"},{"$f":"IFERROR(\"Oui, à la ligne \" & MATCH(tableFévrier[[#This Row],[Fusion]],tableOctobre[Fusion],0)+1,\"Non trouvé\")","v":"Non trouvé"},null,186,null,186]
["BAT02","Bâtiment 2","U_CURA004971","Réparation fenêtre","MC","DEF","S244","13U","5 380,00","3000-01-01",0,1,0,null,null,"BIOMED_ULIS",{"$error":"#NAME?"},{"$f":"IFERROR(\"Oui, à la ligne \" & MATCH(tableFévrier[[#This Row],[Fusion]],tableOctobre[Fusion],0)+1,\"Non trouvé\")","v":"Non trouvé"},null,187,null,187]
["BAT09","Bâtiment 9 restaurant salle de réunion","U_CURA004972","Réparation chasses d'eau","MC","DEF","S244","13U","5 379,00","3000-01-01",0,1,0,null,null,"BIOMED_ULIS",{"$error":"#NAME?"},{"$f":"IFERROR(\"Oui, à la ligne \" & MATCH(tableFévrier[[#This Row],[Fusion]],tableOctobre[Fusion],0)+1,\"Non trouvé\")","v":"Non trouvé"},null,188,null,188]
["BAT11MGP","Bâtiment 11 partie chambres froides","U_CURA004973","Réparation éclairage","MC","DEF","U200BATP","13U","5 378,00","3000-01-01",0,1,0,null,null,"BIOMED_ULIS",{"$error":"#NAME?"},{"$f":"IFERROR(\"Oui, à la ligne \" & MATCH(tableFévrier[[#This Row],[Fusion]],tableOctobre[Fusion],0)+1,\"Non trouvé\")","v":"Non trouvé"},null,189,null,189]
["BAT03","Bâtiment 3","U_CURA004974","Divers petits travaux","CON","DEF","S244","13U","5 377,00","3000-01-01",0,1,0,null,null,"BIOMED_ULIS",{"$error":"#NAME?"},{"$f":"IFERROR(\"Oui, à la ligne \" & MATCH(tableFévrier[[#This Row],[Fusion]],tableOctobre[Fusion],0)+1,\"Non trouvé\")","v":"Non trouvé"},null,190,null,190]
["BAT11MGP","Bâtiment 11 partie chambres froides","U_CURA004975","Porte plastique à régler","MC","DEF","U200BATP","13U","5 376,00","3000-01-01",0,1,0,null,null,"BIOMED_ULIS",{"$error":"#NAME?"},{"$f":"IFERROR(\"Oui, à la ligne \" & MATCH(tableFévrier[[#This Row],[Fusion]],tableOctobre[Fusion],0)+1,\"Non trouvé\")","v":"Non trouvé"},null,191,null,191]
["BAT11MGP","Bâtiment 11 partie chambres froides","U_CURA004976","Réparation serrure","MC","DEF","U200BATP","13U","5 375,00","3000-01-01",0,1,0,null,null,"BIOMED_ULIS",{"$error":"#NAME?"},{"$f":"IFERROR(\"Oui, à la ligne \" & MATCH(tableFévrier[[#This Row],[Fusion]],tableOctobre[Fusion],0)+1,\"Non trouvé\")","v":"Non trouvé"},null,192,null,192]
["BAT09","Bâtiment 9 restaurant salle de réunion","U_CURA005000","Porte coupe-feu ne fonctionne plus","MC","DEF","S244","13U","5 407,00","3000-01-01",0,1,0,null,null,"BIOMED_ULIS",{"$error":"#NAME?"},{"$f":"IFERROR(\"Oui, à la ligne \" & MATCH(tableFévrier[[#This Row],[Fusion]],tableOctobre[Fusion],0)+1,\"Non trouvé\")","v":"Non trouvé"},null,193,null,193]
["PLAPP03","Pompe vidange bols centri PLAC01-PLAC02","U_CURA005001","Mise en peinture","MC","AR","U410","13U","5 409,00","3000-01-01",0,1,0,null,null,"BIOMED_ULIS",{"$f":"_xlfn.TEXTJOIN(\"\",TRUE,A194:D194,H194,N194)","v":{"$error":"#NAME?"}},{"$f":"IFERROR(\"Oui, à la ligne \" & MATCH(tableFévrier[[#This Row],[Fusion]],tableOctobre[Fusion],0)+1,\"Non trouvé\")","v":"Non trouvé"},null,194,null,194]
["GW5/6CP01","Pompe n°3 secours de distribution GW5/6","U_CURA004942","Révision pompe","MPS","AR","U222GW","10U","5 410,00","3000-01-01",0,1,0,null,null,"BIOMED_ULIS",{"$error":"#NAME?"},{"$f":"IFERROR(\"Oui, à la ligne \" & MATCH(tableFévrier[[#This Row],[Fusion]],tableOctobre[Fusion],0)+1,\"Non trouvé\")","v":"Non trouvé"},null,195,null,195]
["BAT11MGP","Bâtiment 11 partie chambres froides","U_CURA005005","Fixation des plinthes","MC","DEF","U200BATP","13U","5 422,00","3000-01-01",0,1,0,null,null,"BIOMED_ULIS",{"$error":"#NAME?"},{"$f":"IFERROR(\"Oui, à la ligne \" & MATCH(tableFévrier[[#This Row],[Fusion]],tableOctobre[Fusion],0)+1,\"Non trouvé\")","v":"Non trouvé"},null,196,null,196]
["BAT02","Bâtiment 2","U_CURA005006","Serrure bloquée","MC","DEF","S244","13U","5 421,00","3000-01-01",0,1,0,null,null,"BIOMED_ULIS",{"$error":"#NAME?"},{"$f":"IFERROR(\"Oui, à la ligne \" & MATCH(tableFévrier[[#This Row],[Fusion]],tableOctobre[Fusion],0)+1,\"Non trouvé\")","v":"Non trouvé"},null,197,null,197]
["MGPPT04","Porte manuelle chambre froide n°4","U_CURA005007","Système d'ouverture et fermeture HS","MC","DEF","U406","10U","5 420,00","3000-01-01",0,1,0,null,null,"BIOMED_ULIS",{"$error":"#NAME?"},{"$f":"IFERROR(\"Oui, à la ligne \" & MATCH(tableFévrier[[#This Row],[Fusion]],tableOctobre[Fusion],0)+1,\"Non trouvé\")","v":"Non trouvé"},null,198,null,198]
["MGPPT01","Porte manuelle chambre froide n°1","U_CURA005009","Système d'ouverture et de fermeture HS","MC","DEF","U406","10U","5 418,00","3000-01-01",0,1,0,null,null,"BIOMED_ULIS",{"$error":"#NAME?"},{"$f":"IFERROR(\"Oui, à la ligne \" & MATCH(tableFévrier[[#This Row],[Fusion]],tableOctobre[Fusion],0)+1,\"Non trouvé\")","v":"Non trouvé"},null,199,null,199]
["EXMGPCF09","Chambre froide n°9 sas -35°C","U_CURA005010","Dégivrage","MC","AR","U406","10U","5 417,00","3000-01-01",0,1,0,null,null,"BIOMED_ULIS",{"$error":"#NAME?"},{"$f":"IFERROR(\"Oui, à la ligne \" & MATCH(tableFévrier[[#This Row],[Fusion]],tableOctobre[Fusion],0)+1,\"Non trouvé\")","v":"Non trouvé"},null,200,null,200]
["BAT11MGP","Bâtiment 11 partie chambres froides","U_CURA005011","Néons à changer","MC","DEF","U200BATP","13U","5 416,00","3000-01-01",0,1,0,null,null,"BIOMED_ULIS",{"$error":"#NAME?"},{"$f":"IFERROR(\"Oui, à la ligne \" & MATCH(tableFévrier[[#This Row],[Fusion]],tableOctobre[Fusion],0)+1,\"Non trouvé\")","v":"Non trouvé"},null,201,null,201]
["BAT11MGP","Bâtiment 11 partie chambres froides","U_CURA005012","Barres de sécurité à refixer","MC","DEF","U200BATP","13U","5 415,00","3000-01-01",0,1,0,null,null,"BIOMED_ULIS",{"$error":"#NAME?"},{"$f":"IFERROR(\"Oui, à la ligne \" & MATCH(tableFévrier[[#This Row],[Fusion]],tableOctobre[Fusion],0)+1,\"Non trouvé\")","v":"Non trouvé"},null,202,null,202]
["MGPEQUIP","Equipement spécif. magasin plasma","U_CURA005013","Caddies à réparer","MC","DEF","U406","13U","5 414,00","3000-01-01",0,1,0,null,null,"BIOMED_ULIS",{"$error":"#NAME?"},{"$f":"IFERROR(\"Oui, à la ligne \" & MATCH(tableFévrier[[#This Row],[Fusion]],tableOctobre[Fusion],0)+1,\"Non trouvé\")","v":"Non trouvé"},null,203,null,203]
["BAT02","Bâtiment 2","U_CURA005014","Réparation armoire","MC","DEF","S244","13U","5 413,00","3000-01-01",0,1,0,null,null,"BIOMED_ULIS",{"$error":"#NAME?"},{"$f":"IFERROR(\"Oui, à la ligne \" & MATCH(tableFévrier[[#This Row],[Fusion]],tableOctobre[Fusion],0)+1,\"Non trouvé\")","v":"Non trouvé"},null,204,null,204]
["BAT0101","Bâtiment 1 1étage","U_CURA005015","Montage bureau","CON","DEF","S244","13U","5 412,00","3000-01-01",0,1,0,null,null,"BIOMED_ULIS",{"$error":"#NAME?"},{"$f":"IFERROR(\"Oui, à la ligne \" & MATCH(tableFévrier[[#This Row],[Fusion]],tableOctobre[Fusion],0)+1,\"Non trouvé\")","v":"Non trouvé"},null,205,null,205]
["EXRF15","Production fluide frigorigène +5°C B4","U_CURA005017","Remise en service","MC","AR","U222RF","10U",null,"3000-01-01",0,1,0,null,null,"BIOMED_ULIS",{"$error":"#NAME?"},{"$f":"IFERROR(\"Oui, à la ligne \" & MATCH(tableFévrier[[#This Row],[Fusion]],tableOctobre[Fusion],0)+1,\"Non trouvé\")","v":"Non trouvé"},null,206,null,206]
["BAT0103","Bâtiment 1 laboratoires de contrôle","U_CURA005022","Changement serrure","MC","DEF","S244","13U","5 431,00","3000-01-01",0,1,0,null,null,"BIOMED_ULIS",{"$error":"#NAME?"},{"$f":"IFERROR(\"Oui, à la ligne \" & MATCH(tableFévrier[[#This Row],[Fusion]],tableOctobre[Fusion],0)+1,\"Non trouvé\")","v":"Non trouvé"},null,207,null,207]
["EXRF13EVA02","Evapo. n°2 cf n°12 -40°C entrée pièce","U_CURA005023","Evaporateur pris en glace","MC","AR","U222RF","10U",null,"3000-01-01",0,1,0,null,null,"BIOMED_ULIS",{"$error":"#NAME?"},{"$f":"IFERROR(\"Oui, à la ligne \" & MATCH(tableFévrier[[#This Row],[Fusion]],tableOctobre[Fusion],0)+1,\"Non trouvé\")","v":"Non trouvé"},null,208,null,208]
["BAT08","Bâtiment 8 de production","U_CURA005040","Grille de décompression à installer","AME","DEF","U200BATP","13U","5 456,00","3000-01-01",0,1,0,null,null,"BIOMED_ULIS",{"$error":"#NAME?"},{"$f":"IFERROR(\"Oui, à la ligne \" & MATCH(tableFévrier[[#This Row],[Fusion]],tableOctobre[Fusion],0)+1,\"Non trouvé\")","v":"Non trouvé"},null,209,null,209]
["BAT04","Bâtiment 4 Centrale énergie","U_CURA005041","Réparation prise de courant","MC","DEF","S244","13U","5 455,00","3000-01-01",0,1,0,null,null,"BIOMED_ULIS",{"$error":"#NAME?"},{"$f":"IFERROR(\"Oui, à la ligne \" & MATCH(tableFévrier[[#This Row],[Fusion]],tableOctobre[Fusion],0)+1,\"Non trouvé\")","v":"Non trouvé"},null,210,null,210]
["BAT04","Bâtiment 4 Centrale énergie","U_CURA005042","Remise en état protection murale","MC","DEF","S244","13U","5 454,00","3000-01-01",0,1,0,null,null,"BIOMED_ULIS",{"$error":"#NAME?"},{"$f":"IFERROR(\"Oui, à la ligne \" & MATCH(tableFévrier[[#This Row],[Fusion]],tableOctobre[Fusion],0)+1,\"Non trouvé\")","v":"Non trouvé"},null,211,null,211]
["BAT08","Bâtiment 8 de production","U_CURA005044","Démontage vitre","MC","DEF","U200BATP","13U","5 452,00","3000-01-01",0,1,0,null,null,"BIOMED_ULIS",{"$error":"#NAME?"},{"$f":"IFERROR(\"Oui, à la ligne \" & MATCH(tableFévrier[[#This Row],[Fusion]],tableOctobre[Fusion],0)+1,\"Non trouvé\")","v":"Non trouvé"},null,212,null,212]
["BAT08","Bâtiment 8 de production","U_CURA005045","Confection tablette inox","AME","AR","U200BATP","13U","5 451,00","3000-01-01",0,1,0,null,null,"BIOMED_ULIS",{"$error":"#NAME?"},{"$f":"IFERROR(\"Oui, à la ligne \" & MATCH(tableFévrier[[#This Row],[Fusion]],tableOctobre[Fusion],0)+1,\"Non trouvé\")","v":"Non trouvé"},null,213,null,213]
["MGPEQUIP","Equipement spécif. magasin plasma","U_CURA005046","Roue de chariot à déplacer","MC","DEF","U406","13U","5 450,00","3000-01-01",0,1,0,null,null,"BIOMED_ULIS",{"$error":"#NAME?"},{"$f":"IFERROR(\"Oui, à la ligne \" & MATCH(tableFévrier[[#This Row],[Fusion]],tableOctobre[Fusion],0)+1,\"Non trouvé\")","v":"Non trouvé"},null,214,null,214]
["GTB","Gestion technique batiments","U_CURA005063","Pose serrure pass technique","AME","DEF","U130","13U","5 479,00","3000-01-01",0,1,0,null,null,"BIOMED_ULIS",{"$error":"#NAME?"},{"$f":"IFERROR(\"Oui, à la ligne \" & MATCH(tableFévrier[[#This Row],[Fusion]],tableOctobre[Fusion],0)+1,\"Non trouvé\")","v":"Non trouvé"},null,215,null,215]
["BATUSINE","Bâtiments communs","U_CURA005064","Elaguage arbres","AME","DEF","U235BATU","13U","5 478,00","3000-01-01",0,1,0,null,null,"BIOMED_ULIS",{"$error":"#NAME?"},{"$f":"IFERROR(\"Oui, à la ligne \" & MATCH(tableFévrier[[#This Row],[Fusion]],tableOctobre[Fusion],0)+1,\"Non trouvé\")","v":"Non trouvé"},null,216,null,216]
["BAT04","Bâtiment 4 Centrale énergie","U_CURA005071","Mise en place armoire","AME","DEF","S244","13U","5 484,00","3000-01-01",0,1,0,null,null,"BIOMED_ULIS",{"$error":"#NAME?"},{"$f":"IFERROR(\"Oui, à la ligne \" & MATCH(tableFévrier[[#This Row],[Fusion]],tableOctobre[Fusion],0)+1,\"Non trouvé\")","v":"Non trouvé"},null,217,null,217]
["BAT11PTA01","Porte pvc automatique enroul. expédition","U_CURA005072","Porte hors service","MC","DEF","U168","13U","5 483,00","3000-01-01",0,1,0,null,null,"BIOMED_ULIS",{"$error":"#NAME?"},{"$f":"IFERROR(\"Oui, à la ligne \" & MATCH(tableFévrier[[#This Row],[Fusion]],tableOctobre[Fusion],0)+1,\"Non trouvé\")","v":"Non trouvé"},null,218,null,218]
["EPL2","Enregistrement plasma ligne n°2","U_CURA001601","Travaux d'amélioration","AME","DEF","U406","11U","1 838,00","3000-01-01",0,1,0,null,null,"BIOMED_ULIS",{"$error":"#NAME?"},{"$f":"IFERROR(\"Oui, à la ligne \" & MATCH(tableFévrier[[#This Row],[Fusion]],tableOctobre[Fusion],0)+1,\"Non trouvé\")","v":"Non trouvé"},null,219,null,219]
["BAT10","Bâtiment 10 Ateliers et bureaux Services Techniques","U_CURA003200","Fuite du lavabo","MC","DEF","U200","13U",null,"3000-01-01",0,1,0,null,null,"BIOMED_ULIS",{"$error":"#NAME?"},{"$f":"IFERROR(\"Oui, à la ligne \" & MATCH(tableFévrier[[#This Row],[Fusion]],tableOctobre[Fusion],0)+1,\"Non trouvé\")","v":"Non trouvé"},null,220,null,220]
["MGGEQUIP","Equipements spécif. magasin général","U_CURA001755","Remettre les bavettes (quais 3 et 4)","MPS","AR","U168","AR",null,"3000-01-01",0,1,0,null,null,"BIOMED_ULIS",{"$error":"#NAME?"},{"$f":"IFERROR(\"Oui, à la ligne \" & MATCH(tableFévrier[[#This Row],[Fusion]],tableOctobre[Fusion],0)+1,\"Non trouvé\")","v":"Non trouvé"},null,221,null,221]
["WW","Réseaux eaux usées","U_CURA003089","Modif écoullement rejets N E P","MC","AR","U235BATU","13U",null,"3000-01-01",0,1,0,null,null,"BIOMED_ULIS",{"$error":"#NAME?"},{"$f":"IFERROR(\"Oui, à la ligne \" & MATCH(tableFévrier[[#This Row],[Fusion]],tableOctobre[Fusion],0)+1,\"Non trouvé\")","v":"Non trouvé"},null,222,null,222]
["BAT01","Bâtiment 1 commun","U_CURA001893","Installation ventouse électromagnétique","AME","DEF","S244","10U",null,"3000-01-01",0,1,0,null,null,"BIOMED_ULIS",{"$error":"#NAME?"},{"$f":"IFERROR(\"Oui, à la ligne \" & MATCH(tableFévrier[[#This Row],[Fusion]],tableOctobre[Fusion],0)+1,\"Non trouvé\")","v":"Non trouvé"},null,223,null,223]
["BAT09","Bâtiment 9 restaurant salle de réunion","U_CURA005108","Divers petits travaux","CON","DEF","S244","13U","5 523,00","3000-01-01",0,1,0,null,null,"BIOMED_ULIS",{"$error":"#NAME?"},{"$f":"IFERROR(\"Oui, à la ligne \" & MATCH(tableFévrier[[#This Row],[Fusion]],tableOctobre[Fusion],0)+1,\"Non trouvé\")","v":"Non trouvé"},null,224,null,224]
["UDP3EQUIP","Equipements  unité de dévelop.procédé 3","U_CURA002059","Remise en état enregistreur","MC","DEF","U851","11U",null,"3000-01-01",0,1,0,null,null,"BIOTECH_ULIS",{"$error":"#NAME?"},{"$f":"IFERROR(\"Oui, à la ligne \" & MATCH(tableFévrier[[#This Row],[Fusion]],tableOctobre[Fusion],0)+1,\"Non trouvé\")","v":"Non trouvé"},null,225,null,225]
["GW1/2","Production distri. eau glycolée -19°C","U_CURA002769","Revoir protection tuyaux cuverie alb","MC","DEF","U236WFI","11U","3 012,00","3000-01-01",0,1,0,null,null,"BIOMED_ULIS",{"$error":"#NAME?"},{"$f":"IFERROR(\"Oui, à la ligne \" & MATCH(tableFévrier[[#This Row],[Fusion]],tableOctobre[Fusion],0)+1,\"Non trouvé\")","v":"Non trouvé"},null,226,null,226]
["BAT01","Bâtiment 1 commun","U_CURA002845","Portail à modifier","AME","DEF","S244","13U","3 106,00","3000-01-01",0,1,0,null,null,"BIOMED_ULIS",{"$error":"#NAME?"},{"$f":"IFERROR(\"Oui, à la ligne \" & MATCH(tableFévrier[[#This Row],[Fusion]],tableOctobre[Fusion],0)+1,\"Non trouvé\")","v":"Non trouvé"},null,227,null,227]
["BAT0103","Bâtiment 1 laboratoires de contrôle","U_CURA003271","Aménagement labo. bureaux contrôles","AME","DEF","S244","13U","5 283,00","3000-01-01",0,1,0,null,null,"BIOMED_ULIS",{"$error":"#NAME?"},{"$f":"IFERROR(\"Oui, à la ligne \" & MATCH(tableFévrier[[#This Row],[Fusion]],tableOctobre[Fusion],0)+1,\"Non trouvé\")","v":"Non trouvé"},null,228,null,228]
["BAT0103","Bâtiment 1 laboratoires de contrôle","U_CURA003334","Fuite sur un collecteur","MC","DEF","S244","13U",null,"3000-01-01",0,1,0,null,null,"BIOMED_ULIS",{"$error":"#NAME?"},{"$f":"IFERROR(\"Oui, à la ligne \" & MATCH(tableFévrier[[#This Row],[Fusion]],tableOctobre[Fusion],0)+1,\"Non trouvé\")","v":"Non trouvé"},null,229,null,229]
["RESCONG01","Chambre froide -18° C restaurant","U_CURA005110","Panne congélateur","MC","AR","U235RES","10U","5 521,00","3000-01-01",0,1,0,null,null,"BIOMED_ULIS",{"$error":"#NAME?"},{"$f":"IFERROR(\"Oui, à la ligne \" & MATCH(tableFévrier[[#This Row],[Fusion]],tableOctobre[Fusion],0)+1,\"Non trouvé\")","v":"Non trouvé"},null,230,null,230]
["ALBCUVERIE","Equipements atelier réacteurs alb","U_CURA002951","Surcharge graphique à modifier","MC","DEF","U440","11U","3 207,00","3000-01-01",0,1,0,null,null,"BIOMED_ULIS",{"$error":"#NAME?"},{"$f":"IFERROR(\"Oui, à la ligne \" & MATCH(tableFévrier[[#This Row],[Fusion]],tableOctobre[Fusion],0)+1,\"Non trouvé\")","v":"Non trouvé"},null,231,null,231]
["ELE","Réseau de distribution électrique","U_CURA002966","Condamner ventilations","MC","DEF","U222ELE","13U","3 227,00","3000-01-01",0,1,0,null,null,"BIOMED_ULIS",{"$error":"#NAME?"},{"$f":"IFERROR(\"Oui, à la ligne \" & MATCH(tableFévrier[[#This Row],[Fusion]],tableOctobre[Fusion],0)+1,\"Non trouvé\")","v":"Non trouvé"},null,232,null,232]
["BAT08","Bâtiment 8 de production","U_CURA002978","Plaque plexi pour machine a pelé decong.","MC","AR","U200BATP","13U",null,"3000-01-01",0,1,0,null,null,"BIOMED_ULIS",{"$error":"#NAME?"},{"$f":"IFERROR(\"Oui, à la ligne \" & MATCH(tableFévrier[[#This Row],[Fusion]],tableOctobre[Fusion],0)+1,\"Non trouvé\")","v":"Non trouvé"},null,233,null,233]
["MGGEQUIP","Equipements spécif. magasin général","U_CURA003208","Redresser échelle de palettier","MC","DEF","U168","13U","3 471,00","3000-01-01",0,1,0,null,null,"BIOMED_ULIS",{"$error":"#NAME?"},{"$f":"IFERROR(\"Oui, à la ligne \" & MATCH(tableFévrier[[#This Row],[Fusion]],tableOctobre[Fusion],0)+1,\"Non trouvé\")","v":"Non trouvé"},null,234,null,234]
["BAT01SS31","Atelier broyage plasma","U_CURA002573","CHANGEMENT BOUCHONS FILETES","MC","AR","U200BATP","11U",null,"3000-01-01",0,1,0,null,null,"BIOMED_ULIS",{"$error":"#NAME?"},{"$f":"IFERROR(\"Oui, à la ligne \" & MATCH(tableFévrier[[#This Row],[Fusion]],tableOctobre[Fusion],0)+1,\"Non trouvé\")","v":"Non trouvé"},null,235,null,235]
["BAT08RC62","Atelier cuverie albumine/immunoglobuline","U_CURA002574","Modification prise échantillon lal","AME","AR","U200BATP","11U",null,"3000-01-01",0,1,0,null,null,"BIOMED_ULIS",{"$error":"#NAME?"},{"$f":"IFERROR(\"Oui, à la ligne \" & MATCH(tableFévrier[[#This Row],[Fusion]],tableOctobre[Fusion],0)+1,\"Non trouvé\")","v":"Non trouvé"},null,236,null,236]
["DWCV09","Disconnecteur adoucisseur restaurant","U_EAUX000009","Contrôle et entretien disconnecteur","MPS","DEF","U222DW","11U","603 848,00","2024-07-29",3,1,0,365,0,"BIOMED_ULIS",{"$error":"#NAME?"},{"$f":"IFERROR(\"Oui, à la ligne \" & MATCH(tableFévrier[[#This Row],[Fusion]],tableOctobre[Fusion],0)+1,\"Non trouvé\")","v":"Non trouvé"},null,237,null,237]
["BAT08","Bâtiment 8 de production","U_CURA005080","Installation miroir et changt serrues","CON","DEF","U200BATP","13U","5 499,00","3000-01-01",0,1,0,null,null,"BIOMED_ULIS",{"$error":"#NAME?"},{"$f":"IFERROR(\"Oui, à la ligne \" & MATCH(tableFévrier[[#This Row],[Fusion]],tableOctobre[Fusion],0)+1,\"Non trouvé\")","v":"Non trouvé"},null,238,null,238]
["BAT02","Bâtiment 2","U_CURA002994","Réféction des peintures","MC","AR","S244","13U",null,"3000-01-01",0,1,0,null,null,"BIOMED_ULIS",{"$error":"#NAME?"},{"$f":"IFERROR(\"Oui, à la ligne \" & MATCH(tableFévrier[[#This Row],[Fusion]],tableOctobre[Fusion],0)+1,\"Non trouvé\")","v":"Non trouvé"},null,239,null,239]
["BAT08","Bâtiment 8 de production","U_CURA005113","Divers petits travaux","CON","DEF","U200BATP","13U","5 525,00","3000-01-01",0,1,0,null,null,"BIOMED_ULIS",{"$error":"#NAME?"},{"$f":"IFERROR(\"Oui, à la ligne \" & MATCH(tableFévrier[[#This Row],[Fusion]],tableOctobre[Fusion],0)+1,\"Non trouvé\")","v":"Non trouvé"},null,240,null,240]
["BAT0101","Bâtiment 1 1étage","U_CURA005084","Remplacement verrou","MC","DEF","S244","13U","5 495,00","3000-01-01",0,1,0,null,null,"BIOMED_ULIS",{"$error":"#NAME?"},{"$f":"IFERROR(\"Oui, à la ligne \" & MATCH(tableFévrier[[#This Row],[Fusion]],tableOctobre[Fusion],0)+1,\"Non trouvé\")","v":"Non trouvé"},null,241,null,241]
["MGPSOUD01","Soudeuse de poche albumine","U_CURA005167","Vérification et réparation","MC","DEF","U406","11U",null,"3000-01-01",0,1,0,null,null,"BIOMED_ULIS",{"$error":"#NAME?"},{"$f":"IFERROR(\"Oui, à la ligne \" & MATCH(tableFévrier[[#This Row],[Fusion]],tableOctobre[Fusion],0)+1,\"Non trouvé\")","v":"Non trouvé"},null,242,null,242]
["PWSBD30","Sous boucle distribution eau désionisée B1","U_CURA005265","Désinfection boucle","MPS","AR","U222PW","10U","455 337,00","2050-01-01",0,1,0,null,null,"BIOMED_ULIS",{"$error":"#NAME?"},{"$f":"IFERROR(\"Oui, à la ligne \" & MATCH(tableFévrier[[#This Row],[Fusion]],tableOctobre[Fusion],0)+1,\"Non trouvé\")","v":"Non trouvé"},null,243,null,243]
["SDWBD40","Boucle distribution eau désionisée b8","U_CURA005265","Désinfection boucle","MPS","AR","U222SDW","10U","5 691,00","3000-01-01",0,1,0,null,null,"BIOMED_ULIS",{"$error":"#NAME?"},{"$f":"IFERROR(\"Oui, à la ligne \" & MATCH(tableFévrier[[#This Row],[Fusion]],tableOctobre[Fusion],0)+1,\"Non trouvé\")","v":"Non trouvé"},null,244,null,244]
["BAT02","Bâtiment 2","U_CURA005323","Sanitaire bouché","MC","DEF","S244","13U",null,"3000-01-01",0,1,0,null,null,"BIOMED_ULIS",{"$error":"#NAME?"},{"$f":"IFERROR(\"Oui, à la ligne \" & MATCH(tableFévrier[[#This Row],[Fusion]],tableOctobre[Fusion],0)+1,\"Non trouvé\")","v":"Non trouvé"},null,245,null,245]
["EXRF01RHC05","Compresseur n°5 refroidissement GW1/2","U_CURA005460","Mise en conformité rapport Appave","MC","AR","U222RF","10U","5 890,00","3000-01-01",0,1,0,null,null,"BIOMED_ULIS",{"$error":"#NAME?"},{"$f":"IFERROR(\"Oui, à la ligne \" & MATCH(tableFévrier[[#This Row],[Fusion]],tableOctobre[Fusion],0)+1,\"Non trouvé\")","v":"Non trouvé"},null,246,null,246]
["RF11RHC02","Moto compresseur n°2 circuit n°1 -40°C","U_CURA005405","Démontage pour problèmes mécanique","MC","DEF","U222RF","10U","5 894,00","3000-01-01",0,1,0,null,null,"BIOMED_ULIS",{"$error":"#NAME?"},{"$f":"IFERROR(\"Oui, à la ligne \" & MATCH(tableFévrier[[#This Row],[Fusion]],tableOctobre[Fusion],0)+1,\"Non trouvé\")","v":"Non trouvé"},null,247,null,247]
["ALBR005","Réacteur n°5 fractionnement albumine","U_CURA005468","Remplacement enregistreur","AME","AR","U420","11U","5 902,00","3000-01-01",0,1,0,null,null,"BIOMED_ULIS",{"$error":"#NAME?"},{"$f":"IFERROR(\"Oui, à la ligne \" & MATCH(tableFévrier[[#This Row],[Fusion]],tableOctobre[Fusion],0)+1,\"Non trouvé\")","v":"Non trouvé"},null,248,null,248]
["ALBR006","Réacteur n°6 fractionnement albumine","U_CURA005468","Remplacement enregistreur","AME","AR","U440","11U","5 903,00","3000-01-01",0,1,0,null,null,"BIOMED_ULIS",{"$error":"#NAME?"},{"$f":"IFERROR(\"Oui, à la ligne \" & MATCH(tableFévrier[[#This Row],[Fusion]],tableOctobre[Fusion],0)+1,\"Non trouvé\")","v":"Non trouvé"},null,249,null,249]
["BAT17","Bâtiment 17 poste de garde Tropique","U_CURA005788","Centrale ne pompe pas.","MC","AR","S244","AR",null,"3000-01-01",0,1,0,null,null,"BIOMED_ULIS",{"$error":"#NAME?"},{"$f":"IFERROR(\"Oui, à la ligne \" & MATCH(tableFévrier[[#This Row],[Fusion]],tableOctobre[Fusion],0)+1,\"Non trouvé\")","v":"Non trouvé"},null,250,null,250]
["EXPLACML02","Niveau cuve PLAT000","U_CURA005801","Modif cde vanne vapeur","AME","AR","U410","AR",null,"3000-01-01",0,1,0,null,null,"BIOMED_ULIS",{"$error":"#NAME?"},{"$f":"IFERROR(\"Oui, à la ligne \" & MATCH(tableFévrier[[#This Row],[Fusion]],tableOctobre[Fusion],0)+1,\"Non trouvé\")","v":"Non trouvé"},null,251,null,251]
["BAT17","Bâtiment 17 poste de garde Tropique","U_CURA005875","Passivation","MC","AR","S244","AR",null,"3000-01-01",0,1,0,null,null,"BIOMED_ULIS",{"$error":"#NAME?"},{"$f":"IFERROR(\"Oui, à la ligne \" & MATCH(tableFévrier[[#This Row],[Fusion]],tableOctobre[Fusion],0)+1,\"Non trouvé\")","v":"Non trouvé"},null,252,null,252]
["SDWBD40","Boucle distribution eau désionisée b8","U_CURA006012","Pose d'un carter de filtration","MC","AR","U222SDW","30U","6 487,00","3000-01-01",0,1,0,null,null,"BIOMED_ULIS",{"$error":"#NAME?"},{"$f":"IFERROR(\"Oui, à la ligne \" & MATCH(tableFévrier[[#This Row],[Fusion]],tableOctobre[Fusion],0)+1,\"Non trouvé\")","v":"Non trouvé"},null,253,null,253]
["EXRF13EVA01","Evapo. n°1 cf n°12 -40°C fond pièce","U_CURA004655","Bac dégivrage pris en glace","MC","AR","U222RF","10U","6 535,00","3000-01-01",0,1,0,null,null,"BIOMED_ULIS",{"$error":"#NAME?"},{"$f":"IFERROR(\"Oui, à la ligne \" & MATCH(tableFévrier[[#This Row],[Fusion]],tableOctobre[Fusion],0)+1,\"Non trouvé\")","v":"Non trouvé"},null,254,null,254]
["NG","Distribution gaz naturel","U_CURA006080","Etiquetage canalisations","CON","DEF","U222NG","13U",null,"2049-03-01",0,1,0,null,null,"BIOMED_ULIS",{"$error":"#NAME?"},{"$f":"IFERROR(\"Oui, à la ligne \" & MATCH(tableFévrier[[#This Row],[Fusion]],tableOctobre[Fusion],0)+1,\"Non trouvé\")","v":"Non trouvé"},null,255,null,255]
["NEP01CP02","Pompe retour atelier plasma","U_CURA006195","Standardisation aspiration refoulement","AME","AR","U236NEP","11U","6 682,00","3000-01-01",0,1,0,null,null,"BIOMED_ULIS",{"$error":"#NAME?"},{"$f":"IFERROR(\"Oui, à la ligne \" & MATCH(tableFévrier[[#This Row],[Fusion]],tableOctobre[Fusion],0)+1,\"Non trouvé\")","v":"Non trouvé"},null,256,null,256]
["BAT11MGG","Bâtiment 11 partie magasin général","U_CURA003916","Correction des installations électriques","MC","AR","U200BATP","AR","6 731,00","3000-01-01",0,1,0,null,null,"BIOMED_ULIS",{"$error":"#NAME?"},{"$f":"IFERROR(\"Oui, à la ligne \" & MATCH(tableFévrier[[#This Row],[Fusion]],tableOctobre[Fusion],0)+1,\"Non trouvé\")","v":"Non trouvé"},null,257,null,257]
["BAT03","Bâtiment 3","U_CURA006258","Divers petits travaux","CON","DEF","S244","13U",null,"3000-01-01",0,1,0,null,null,"BIOMED_ULIS",{"$f":"_xlfn.TEXTJOIN(\"\",TRUE,A258:D258,H258,N258)","v":{"$error":"#NAME?"}},{"$f":"IFERROR(\"Oui, à la ligne \" & MATCH(tableFévrier[[#This Row],[Fusion]],tableOctobre[Fusion],0)+1,\"Non trouvé\")","v":"Non trouvé"},null,258,null,258]
["BAT0101","Bâtiment 1 1étage","U_CURA006312","Remise en état pièces suite inondation","MC","DEF","S244","13U",null,"3000-01-01",0,1,0,null,null,"BIOMED_ULIS",{"$error":"#NAME?"},{"$f":"IFERROR(\"Oui, à la ligne \" & MATCH(tableFévrier[[#This Row],[Fusion]],tableOctobre[Fusion],0)+1,\"Non trouvé\")","v":"Non trouvé"},null,259,null,259]
["EXGTCSTL3","Station n°3 de trait. des alarmes techni","U_CURA006315","Alarmes eau demie standard","AME","AR","U235GTC","10U",null,"3000-01-01",0,1,0,null,null,"BIOMED_ULIS",{"$error":"#NAME?"},{"$f":"IFERROR(\"Oui, à la ligne \" & MATCH(tableFévrier[[#This Row],[Fusion]],tableOctobre[Fusion],0)+1,\"Non trouvé\")","v":"Non trouvé"},null,260,null,260]
["BAT11MGG","Bâtiment 11 partie magasin général","U_CURA006328","Tuyau écoulement eau cassé","MC","DEF","U200BATP","13U",null,"3000-01-01",0,1,0,null,null,"BIOMED_ULIS",{"$error":"#NAME?"},{"$f":"IFERROR(\"Oui, à la ligne \" & MATCH(tableFévrier[[#This Row],[Fusion]],tableOctobre[Fusion],0)+1,\"Non trouvé\")","v":"Non trouvé"},null,261,null,261]
["BAT08","Bâtiment 8 de production","U_CURA006346","Pose de protéction P V C arrét de produc","MC","AR","U200BATP","13U",null,"3000-01-01",0,1,0,null,null,"BIOMED_ULIS",{"$error":"#NAME?"},{"$f":"IFERROR(\"Oui, à la ligne \" & MATCH(tableFévrier[[#This Row],[Fusion]],tableOctobre[Fusion],0)+1,\"Non trouvé\")","v":"Non trouvé"},null,262,null,262]
["GAMCUVERIE","Equipements cuverie gamma","U_CURA006351","Changement hublots d'éclairage réacteurs","AME","AR","U441","11U",null,"3000-01-01",0,1,0,null,null,"BIOMED_ULIS",{"$error":"#NAME?"},{"$f":"IFERROR(\"Oui, à la ligne \" & MATCH(tableFévrier[[#This Row],[Fusion]],tableOctobre[Fusion],0)+1,\"Non trouvé\")","v":"Non trouvé"},null,263,null,263]
["GAMCT12","Cuve n°2 préparation tampon","U_CURA006379","Préparation et installation","AME","AR","U441","11U","6 882,00","3000-01-01",0,1,0,null,null,"BIOMED_ULIS",{"$error":"#NAME?"},{"$f":"IFERROR(\"Oui, à la ligne \" & MATCH(tableFévrier[[#This Row],[Fusion]],tableOctobre[Fusion],0)+1,\"Non trouvé\")","v":"Non trouvé"},null,264,null,264]
["WFIJTV16","Vanne de mise à l'égout sbd101","U_CURA004438","Réparation fuite","MC","AR","U200BATP","11U","6 922,00","3000-01-01",0,1,0,null,null,"BIOMED_ULIS",{"$error":"#NAME?"},{"$f":"IFERROR(\"Oui, à la ligne \" & MATCH(tableFévrier[[#This Row],[Fusion]],tableOctobre[Fusion],0)+1,\"Non trouvé\")","v":"Non trouvé"},null,265,null,265]
["EXDWSBD01","Réseau distribution eau de ville PW","U_EAUX000017","Désinfection réseau e.v. alimentation PW AT","MPS","DEF","U222DW","11U","528 840,00","2022-07-30",3,1,0,365,0,"BIOMED_ULIS",{"$error":"#NAME?"},{"$f":"IFERROR(\"Oui, à la ligne \" & MATCH(tableFévrier[[#This Row],[Fusion]],tableOctobre[Fusion],0)+1,\"Non trouvé\")","v":"Non trouvé"},null,266,null,266]
["GAMCT21","Réacteur uf gamma","U_CURA006605","Fuite hublot","MC","DEF","U441","11U",null,"3000-01-01",0,1,0,null,null,"BIOMED_ULIS",{"$error":"#NAME?"},{"$f":"IFERROR(\"Oui, à la ligne \" & MATCH(tableFévrier[[#This Row],[Fusion]],tableOctobre[Fusion],0)+1,\"Non trouvé\")","v":"Non trouvé"},null,267,null,267]
["BAT17","Bâtiment 17 poste de garde Tropique","U_CURA006624","CHANGEMENT DE FICHES BANANES","MC","AR","S244","AR",null,"3000-01-01",0,1,0,null,null,"BIOMED_ULIS",{"$error":"#NAME?"},{"$f":"IFERROR(\"Oui, à la ligne \" & MATCH(tableFévrier[[#This Row],[Fusion]],tableOctobre[Fusion],0)+1,\"Non trouvé\")","v":"Non trouvé"},null,268,null,268]
["BAT08","Bâtiment 8 de production","U_CURA006628","Changement d'une canalisation ext mag av","MC","AR","U200BATP","13U",null,"3000-01-01",0,1,0,null,null,"BIOMED_ULIS",{"$error":"#NAME?"},{"$f":"IFERROR(\"Oui, à la ligne \" & MATCH(tableFévrier[[#This Row],[Fusion]],tableOctobre[Fusion],0)+1,\"Non trouvé\")","v":"Non trouvé"},null,269,null,269]
["BATUSINE","Bâtiments communs","U_CURA006809","Pose cable téléphonique","CON","DEF","U235BATU","13U",null,"3000-01-01",0,1,0,null,null,"BIOMED_ULIS",{"$error":"#NAME?"},{"$f":"IFERROR(\"Oui, à la ligne \" & MATCH(tableFévrier[[#This Row],[Fusion]],tableOctobre[Fusion],0)+1,\"Non trouvé\")","v":"Non trouvé"},null,270,null,270]
["BAT08","Bâtiment 8 de production","U_CURA006810","Pose cable téléphonique","CON","DEF","U235BATU","13U",null,"3000-01-01",0,1,0,null,null,"BIOMED_ULIS",{"$error":"#NAME?"},{"$f":"IFERROR(\"Oui, à la ligne \" & MATCH(tableFévrier[[#This Row],[Fusion]],tableOctobre[Fusion],0)+1,\"Non trouvé\")","v":"Non trouvé"},null,271,null,271]
["BAT08","Bâtiment 8 de production","U_CURA006862","Mise en place escalier","AME","AR","U200BATP","30U",null,"3000-01-01",0,1,0,null,null,"BIOMED_ULIS",{"$error":"#NAME?"},{"$f":"IFERROR(\"Oui, à la ligne \" & MATCH(tableFévrier[[#This Row],[Fusion]],tableOctobre[Fusion],0)+1,\"Non trouvé\")","v":"Non trouvé"},null,272,null,272]
["BAT04","Bâtiment 4 Centrale énergie","U_CURA006869","Démontage d'un monte charge","AME","AR","U400","30U",null,"3000-01-01",0,1,0,null,null,"BIOMED_ULIS",{"$error":"#NAME?"},{"$f":"IFERROR(\"Oui, à la ligne \" & MATCH(tableFévrier[[#This Row],[Fusion]],tableOctobre[Fusion],0)+1,\"Non trouvé\")","v":"Non trouvé"},null,273,null,273]
["ALBR005","Réacteur n°5 fractionnement albumine","U_MECA000020","Maintenance annuelle réacteur cuverie","MPS","DEF","U440","11U","618 208,00","2024-11-13",3,1,0,365,0,"BIOMED_ULIS",{"$error":"#NAME?"},{"$f":"IFERROR(\"Oui, à la ligne \" & MATCH(tableFévrier[[#This Row],[Fusion]],tableOctobre[Fusion],0)+1,\"Non trouvé\")","v":"Non trouvé"},null,274,null,274]
["ALBR006","Réacteur n°6 fractionnement albumine","U_MECA000020","Maintenance annuelle réacteur cuverie","MPS","DEF","U440","11U","618 209,00","2024-11-13",3,1,0,365,0,"BIOMED_ULIS",{"$error":"#NAME?"},{"$f":"IFERROR(\"Oui, à la ligne \" & MATCH(tableFévrier[[#This Row],[Fusion]],tableOctobre[Fusion],0)+1,\"Non trouvé\")","v":"Non trouvé"},null,275,null,275]
["EX1MGGCEL01","Chariot élévateur élec. n°1 tridirect.","U_CONT000031","Visite réglementaire 26 S chariot filoguidé","MPS","DEF","U168","15U","600 518,00","2024-03-14",3,30,0,26,1,"BIOMED_ULIS",{"$error":"#NAME?"},{"$f":"IFERROR(\"Oui, à la ligne \" & MATCH(tableFévrier[[#This Row],[Fusion]],tableOctobre[Fusion],0)+1,\"Non trouvé\")","v":"Non trouvé"},null,276,null,276]
["PLADECONG","Equipements décongélation plasma","U_CURA006983","Roue bloquée sur caddie","MC","DEF","U200BATP","13U",null,"3000-01-01",0,1,0,null,null,"BIOMED_ULIS",{"$error":"#NAME?"},{"$f":"IFERROR(\"Oui, à la ligne \" & MATCH(tableFévrier[[#This Row],[Fusion]],tableOctobre[Fusion],0)+1,\"Non trouvé\")","v":"Non trouvé"},null,277,null,277]
["GAMCT22","Réacteur uf gamma","U_MECA000036","Maintenance annuelle Cuves UF GAMMA","MPS","DEF","U441","11U","619 376,00","2025-01-12",3,1,0,365,0,"BIOMED_ULIS",{"$error":"#NAME?"},{"$f":"IFERROR(\"Oui, à la ligne \" & MATCH(tableFévrier[[#This Row],[Fusion]],tableOctobre[Fusion],0)+1,\"Non trouvé\")","v":"Non trouvé"},null,278,null,278]
["GAMCT23","Cuve mobile uf gamma","U_MECA000036","Maintenance annuelle Cuves UF GAMMA","MPS","DEF","U441","11U","621 471,00","2025-01-20",3,1,0,52,1,"BIOMED_ULIS",{"$error":"#NAME?"},{"$f":"IFERROR(\"Oui, à la ligne \" & MATCH(tableFévrier[[#This Row],[Fusion]],tableOctobre[Fusion],0)+1,\"Non trouvé\")","v":"Non trouvé"},null,279,null,279]
["GAMR20","Réacteur UF gamma","U_MECA000036","Maintenance annuelle Cuves UF GAMMA","MPS","DEF","U441","11U","619 515,00","2025-01-12",3,1,0,365,0,"BIOMED_ULIS",{"$error":"#NAME?"},{"$f":"IFERROR(\"Oui, à la ligne \" & MATCH(tableFévrier[[#This Row],[Fusion]],tableOctobre[Fusion],0)+1,\"Non trouvé\")","v":"Non trouvé"},null,280,null,280]
["EXELEGE01","Groupe électrogène n°1 TR01/TR02","U_ELEC000011","Maint. annuelle méca. diesel","MPS","DEF","U222ELE","10U","540 211,00","2049-10-06",0,1,0,null,null,"BIOMED_ULIS",{"$error":"#NAME?"},{"$f":"IFERROR(\"Oui, à la ligne \" & MATCH(tableFévrier[[#This Row],[Fusion]],tableOctobre[Fusion],0)+1,\"Non trouvé\")","v":"Non trouvé"},null,281,null,281]
["EXELEGE02","Groupe électrogène n°2 bâtiment 8","U_ELEC000011","Maint. annuelle méca. diesel","MPS","DEF","U222ELE","10U","614 454,00","2024-10-05",3,1,0,365,0,"BIOMED_ULIS",{"$error":"#NAME?"},{"$f":"IFERROR(\"Oui, à la ligne \" & MATCH(tableFévrier[[#This Row],[Fusion]],tableOctobre[Fusion],0)+1,\"Non trouvé\")","v":"Non trouvé"},null,282,null,282]
["PWFCS05","Débimètre eau purifiée distillateur n°1","U_CURA007073","Installation initiale","AME","AR","U222PW","10U","7 647,00","3000-01-01",0,1,0,null,null,"BIOMED_ULIS",{"$error":"#NAME?"},{"$f":"IFERROR(\"Oui, à la ligne \" & MATCH(tableFévrier[[#This Row],[Fusion]],tableOctobre[Fusion],0)+1,\"Non trouvé\")","v":"Non trouvé"},null,283,null,283]
["PWFCS06","Débimètre eau purifiée distillateur n°2","U_CURA007073","Installation initiale","AME","AR","U222PW","10U","7 648,00","3000-01-01",0,1,0,null,null,"BIOMED_ULIS",{"$error":"#NAME?"},{"$f":"IFERROR(\"Oui, à la ligne \" & MATCH(tableFévrier[[#This Row],[Fusion]],tableOctobre[Fusion],0)+1,\"Non trouvé\")","v":"Non trouvé"},null,284,null,284]
["EXELEGE01","Groupe électrogène n°1 TR01/TR02","U_ELEC000015","Essai groupe électrogène","CON","DEF","U222ELE","10U","626 749,00","2048-03-15",3,1,0,30,0,"BIOMED_ULIS",{"$error":"#NAME?"},{"$f":"IFERROR(\"Oui, à la ligne \" & MATCH(tableFévrier[[#This Row],[Fusion]],tableOctobre[Fusion],0)+1,\"Non trouvé\")","v":"Non trouvé"},null,285,null,285]
["EXELEGE02","Groupe électrogène n°2 bâtiment 8","U_ELEC000015","Essai groupe électrogène","CON","DEF","U222ELE","10U","626 750,00","2039-03-15",3,1,0,30,0,"BIOMED_ULIS",{"$error":"#NAME?"},{"$f":"IFERROR(\"Oui, à la ligne \" & MATCH(tableFévrier[[#This Row],[Fusion]],tableOctobre[Fusion],0)+1,\"Non trouvé\")","v":"Non trouvé"},null,286,null,286]
["EXELEGE03","Groupe électrogène n°3 bâtiments 9 à 13","U_ELEC000015","Essai groupe électrogène","CON","DEF","U222ELE","10U","626 751,00","2039-03-15",3,1,0,30,0,"BIOMED_ULIS",{"$error":"#NAME?"},{"$f":"IFERROR(\"Oui, à la ligne \" & MATCH(tableFévrier[[#This Row],[Fusion]],tableOctobre[Fusion],0)+1,\"Non trouvé\")","v":"Non trouvé"},null,287,null,287]
["PLADECONG","Equipements décongélation plasma","U_CURA007136","Remplacement vannes LKAP","MC","DEF","U410","11U",null,"3000-01-01",0,1,0,null,null,"BIOMED_ULIS",{"$error":"#NAME?"},{"$f":"IFERROR(\"Oui, à la ligne \" & MATCH(tableFévrier[[#This Row],[Fusion]],tableOctobre[Fusion],0)+1,\"Non trouvé\")","v":"Non trouvé"},null,288,null,288]
["BAT08RC101","Atelier tableaux pontage NEP gamma","U_CURA007208","Enrouleur à supprimer","MC","DEF","U200BATP","13U",null,"3000-01-01",0,1,0,null,null,"BIOMED_ULIS",{"$error":"#NAME?"},{"$f":"IFERROR(\"Oui, à la ligne \" & MATCH(tableFévrier[[#This Row],[Fusion]],tableOctobre[Fusion],0)+1,\"Non trouvé\")","v":"Non trouvé"},null,289,null,289]
["WE2CP20","Pompe renvoi surnageant centri gamma","U_CURA007309","Remise en état ppe reprise surnageant","MC","DEF","U236WE","11U",null,"3000-01-01",0,1,0,null,null,"BIOMED_ULIS",{"$error":"#NAME?"},{"$f":"IFERROR(\"Oui, à la ligne \" & MATCH(tableFévrier[[#This Row],[Fusion]],tableOctobre[Fusion],0)+1,\"Non trouvé\")","v":"Non trouvé"},null,290,null,290]
["BAT08","Bâtiment 8 de production","U_CURA007316","Remplacement porte en bois","MC","DEF","U200BATP","13U",null,"3000-01-01",0,1,0,null,null,"BIOMED_ULIS",{"$error":"#NAME?"},{"$f":"IFERROR(\"Oui, à la ligne \" & MATCH(tableFévrier[[#This Row],[Fusion]],tableOctobre[Fusion],0)+1,\"Non trouvé\")","v":"Non trouvé"},null,291,null,291]
["EXPWUF01","Skid d'ultrafiltration d'eau déminéralisée","U_EAUX000020","Decolmatage + Désinfection des UF","MPS","DEF","U222PW","11U","521 459,00","2022-07-14",3,1,0,52,1,"BIOMED_ULIS",{"$error":"#NAME?"},{"$f":"IFERROR(\"Oui, à la ligne \" & MATCH(tableFévrier[[#This Row],[Fusion]],tableOctobre[Fusion],0)+1,\"Non trouvé\")","v":"Non trouvé"},null,292,null,292]
["WE2CP20","Pompe renvoi surnageant centri gamma","U_CURA007398","Remise en état pompe","MC","AR","U236WE","AR","8 418,00","3000-01-01",0,1,0,null,null,"BIOMED_ULIS",{"$error":"#NAME?"},{"$f":"IFERROR(\"Oui, à la ligne \" & MATCH(tableFévrier[[#This Row],[Fusion]],tableOctobre[Fusion],0)+1,\"Non trouvé\")","v":"Non trouvé"},null,293,null,293]
["PWCP101","Pompe alimentation WFIDIST01","U_CURA007464","Remise en service après réparation","MPS","AR","U222PW","11U",null,"3000-01-01",0,1,0,null,null,"BIOMED_ULIS",{"$error":"#NAME?"},{"$f":"IFERROR(\"Oui, à la ligne \" & MATCH(tableFévrier[[#This Row],[Fusion]],tableOctobre[Fusion],0)+1,\"Non trouvé\")","v":"Non trouvé"},null,294,null,294]
["WW","Réseaux eaux usées","U_BATI000009","Ecurage hydrodynamique réseaux hori. int","MPS","DEF","U235BATU","13U","93 789,00","2049-12-31",0,1,0,null,null,"BIOMED_ULIS",{"$error":"#NAME?"},{"$f":"IFERROR(\"Oui, à la ligne \" & MATCH(tableFévrier[[#This Row],[Fusion]],tableOctobre[Fusion],0)+1,\"Non trouvé\")","v":"Non trouvé"},null,295,null,295]
["WW3DEH01","Bac à graisses cuisines","U_BATI000010","Pompage et nettoyage bac à graisses","MPS","DEF","U235WW","13U","610 563,00","2024-12-17",3,1,0,52,1,"BIOMED_ULIS",{"$error":"#NAME?"},{"$f":"IFERROR(\"Oui, à la ligne \" & MATCH(tableFévrier[[#This Row],[Fusion]],tableOctobre[Fusion],0)+1,\"Non trouvé\")","v":"Non trouvé"},null,296,null,296]
["RW","Réseaux eau pluviale","U_BATI000008","Ecurage des réseaux intérieurs EU / EP","MPS","DEF","U235BATU","13U","610 566,00","2024-12-18",3,1,0,52,1,"BIOMED_ULIS",{"$error":"#NAME?"},{"$f":"IFERROR(\"Oui, à la ligne \" & MATCH(tableFévrier[[#This Row],[Fusion]],tableOctobre[Fusion],0)+1,\"Non trouvé\")","v":"Non trouvé"},null,297,null,297]
["WW1FOS01","Fosse OUEST (NEP/PW) relevage eaux usées","U_BATI000011","Maintenance fosse relevage EU","MPS","DEF","U235WW","13U","93 802,00","2049-12-31",0,1,0,null,null,"BIOMED_ULIS",{"$error":"#NAME?"},{"$f":"IFERROR(\"Oui, à la ligne \" & MATCH(tableFévrier[[#This Row],[Fusion]],tableOctobre[Fusion],0)+1,\"Non trouvé\")","v":"Non trouvé"},null,298,null,298]
["WW2FOS02","Fosse est relevage eaux usées b1","U_BATI000011","Maintenance fosse relevage EU","MPS","DEF","U235WW","13U","93 791,00","2049-12-31",0,1,0,null,null,"BIOMED_ULIS",{"$error":"#NAME?"},{"$f":"IFERROR(\"Oui, à la ligne \" & MATCH(tableFévrier[[#This Row],[Fusion]],tableOctobre[Fusion],0)+1,\"Non trouvé\")","v":"Non trouvé"},null,299,null,299]
["WW2FOS03","Fosse est relevage eaux usées b8","U_BATI000011","Maintenance fosse relevage EU","MPS","DEF","U235WW","13U","93 792,00","2049-12-31",0,1,0,null,null,"BIOMED_ULIS",{"$error":"#NAME?"},{"$f":"IFERROR(\"Oui, à la ligne \" & MATCH(tableFévrier[[#This Row],[Fusion]],tableOctobre[Fusion],0)+1,\"Non trouvé\")","v":"Non trouvé"},null,300,null,300]
["WW3FOS04","Fosse relevage eaux usées b12","U_BATI000011","Maintenance fosse relevage EU","MPS","DEF","U235WW","13U","93 793,00","2049-12-31",0,1,0,null,null,"BIOMED_ULIS",{"$error":"#NAME?"},{"$f":"IFERROR(\"Oui, à la ligne \" & MATCH(tableFévrier[[#This Row],[Fusion]],tableOctobre[Fusion],0)+1,\"Non trouvé\")","v":"Non trouvé"},null,301,null,301]
["WW3FOS05","Fosse relevage eaux usées b13","U_BATI000011","Maintenance fosse relevage EU","MPS","DEF","U235WW","13U","93 794,00","2049-12-31",0,1,0,null,null,"BIOMED_ULIS",{"$error":"#NAME?"},{"$f":"IFERROR(\"Oui, à la ligne \" & MATCH(tableFévrier[[#This Row],[Fusion]],tableOctobre[Fusion],0)+1,\"Non trouvé\")","v":"Non trouvé"},null,302,null,302]
["WW2DEH01","Déshuileur machinerie b1 est","U_BATI000012","Maintenance des fosses EP","MPS","DEF","U235WW","13U","93 795,00","2049-12-31",0,1,0,null,null,"BIOMED_ULIS",{"$error":"#NAME?"},{"$f":"IFERROR(\"Oui, à la ligne \" & MATCH(tableFévrier[[#This Row],[Fusion]],tableOctobre[Fusion],0)+1,\"Non trouvé\")","v":"Non trouvé"},null,303,null,303]
["RW3DEH03","Déshuileur parking roulage b13","U_BATI000012","Maintenance des fosses EP","MPS","DEF","U235BATU","13U","93 797,00","2049-12-31",0,1,0,null,null,"BIOMED_ULIS",{"$error":"#NAME?"},{"$f":"IFERROR(\"Oui, à la ligne \" & MATCH(tableFévrier[[#This Row],[Fusion]],tableOctobre[Fusion],0)+1,\"Non trouvé\")","v":"Non trouvé"},null,304,null,304]
["BAT08SS34","Sas sortie de secours","U_CURA007509","Pose douche sécurité + rince oeil","MC","DEF","U200BATP","13U",null,"3000-01-01",0,1,0,null,null,"BIOMED_ULIS",{"$error":"#NAME?"},{"$f":"IFERROR(\"Oui, à la ligne \" & MATCH(tableFévrier[[#This Row],[Fusion]],tableOctobre[Fusion],0)+1,\"Non trouvé\")","v":"Non trouvé"},null,305,null,305]
["BAT08SS04","Laverie FC ZHV","U_CURA007510","Enlever rince oeil","MC","DEF","U200BATP","13U",null,"3000-01-01",0,1,0,null,null,"BIOMED_ULIS",{"$error":"#NAME?"},{"$f":"IFERROR(\"Oui, à la ligne \" & MATCH(tableFévrier[[#This Row],[Fusion]],tableOctobre[Fusion],0)+1,\"Non trouvé\")","v":"Non trouvé"},null,306,null,306]
["GAMC22","Centrifugeuse n°2 gamma","U_MECA000065","Vidange des 750 heures","MPS","DEF","U441","11U","627 690,00","2024-05-03",3,1,0,13,1,"BIOMED_ULIS",{"$error":"#NAME?"},{"$f":"IFERROR(\"Oui, à la ligne \" & MATCH(tableFévrier[[#This Row],[Fusion]],tableOctobre[Fusion],0)+1,\"Non trouvé\")","v":"Non trouvé"},null,307,null,307]
["GAMC21","Centrifugeuse n°1 gamma","U_MECA000065","Vidange des 750 heures","MPS","DEF","U441","11U","627 689,00","2024-05-03",3,1,0,13,1,"BIOMED_ULIS",{"$error":"#NAME?"},{"$f":"IFERROR(\"Oui, à la ligne \" & MATCH(tableFévrier[[#This Row],[Fusion]],tableOctobre[Fusion],0)+1,\"Non trouvé\")","v":"Non trouvé"},null,308,null,308]
["EXPWDUO01","Déminéralisateur duo n°1","U_EAUX000021","Remplacement des résines anion et cation","MPC","DEF","U222PW","10U","440 250,00","2050-01-01",0,1,0,null,null,"BIOMED_ULIS",{"$error":"#NAME?"},{"$f":"IFERROR(\"Oui, à la ligne \" & MATCH(tableFévrier[[#This Row],[Fusion]],tableOctobre[Fusion],0)+1,\"Non trouvé\")","v":"Non trouvé"},null,309,null,309]
["EXPWDUO02","Déminéralisateur duo n°2","U_EAUX000021","Remplacement des résines anion et cation","MPC","DEF","U222PW","10U","440 251,00","2050-01-01",0,1,0,null,null,"BIOMED_ULIS",{"$error":"#NAME?"},{"$f":"IFERROR(\"Oui, à la ligne \" & MATCH(tableFévrier[[#This Row],[Fusion]],tableOctobre[Fusion],0)+1,\"Non trouvé\")","v":"Non trouvé"},null,310,null,310]
["MGGEQUIP","Equipements spécif. magasin général","U_CURA007632","Resouder déversoir inox","MC","DEF","U235BATL","11U",null,"3000-01-01",0,1,0,null,null,"BIOMED_ULIS",{"$error":"#NAME?"},{"$f":"IFERROR(\"Oui, à la ligne \" & MATCH(tableFévrier[[#This Row],[Fusion]],tableOctobre[Fusion],0)+1,\"Non trouvé\")","v":"Non trouvé"},null,311,null,311]
["BAT0103","Bâtiment 1 laboratoires de contrôle","U_CURA007676","Enlèvement carton appareil","CON","DEF","S244","13U",null,"3000-01-01",0,1,0,null,null,"BIOMED_ULIS",{"$error":"#NAME?"},{"$f":"IFERROR(\"Oui, à la ligne \" & MATCH(tableFévrier[[#This Row],[Fusion]],tableOctobre[Fusion],0)+1,\"Non trouvé\")","v":"Non trouvé"},null,312,null,312]
["RIMEQUIP","Equipements spécif. labo. radio-immuno.","U_CURA007677","Enlèvement matériels obsolètes","CON","DEF","U624UAP","13U",null,"3000-01-01",0,1,0,null,null,"BIOMED_ULIS",{"$error":"#NAME?"},{"$f":"IFERROR(\"Oui, à la ligne \" & MATCH(tableFévrier[[#This Row],[Fusion]],tableOctobre[Fusion],0)+1,\"Non trouvé\")","v":"Non trouvé"},null,313,null,313]
["BAT08","Bâtiment 8 de production","U_CURA007685","Ouverture vestiaire","MC","AR","U200BATP","13U",null,"3000-01-01",0,1,0,null,null,"BIOMED_ULIS",{"$error":"#NAME?"},{"$f":"IFERROR(\"Oui, à la ligne \" & MATCH(tableFévrier[[#This Row],[Fusion]],tableOctobre[Fusion],0)+1,\"Non trouvé\")","v":"Non trouvé"},null,314,null,314]
["PLAT004","Cuve envoi plasma après prélèvement","U_CURA007720","Mise en service initiale","AME","AR","U410","30U","8 489,00","3000-01-01",0,1,0,null,null,"BIOMED_ULIS",{"$error":"#NAME?"},{"$f":"IFERROR(\"Oui, à la ligne \" & MATCH(tableFévrier[[#This Row],[Fusion]],tableOctobre[Fusion],0)+1,\"Non trouvé\")","v":"Non trouvé"},null,315,null,315]
["EXPWUF01","Skid d'ultrafiltration d'eau déminéralisée","U_EAUX000022","Maintenance UF","MPC","DEF","U222PW","11U","153 501,00","2019-01-22",3,1,0,130,1,"BIOMED_ULIS",{"$error":"#NAME?"},{"$f":"IFERROR(\"Oui, à la ligne \" & MATCH(tableFévrier[[#This Row],[Fusion]],tableOctobre[Fusion],0)+1,\"Non trouvé\")","v":"Non trouvé"},null,316,null,316]
["ALBCUVERIE","Equipements atelier réacteurs alb","U_CURA007846","Automatisation vannes prise échantillon","AME","AR","U440","11U",null,"3000-01-01",0,1,0,null,null,"BIOMED_ULIS",{"$error":"#NAME?"},{"$f":"IFERROR(\"Oui, à la ligne \" & MATCH(tableFévrier[[#This Row],[Fusion]],tableOctobre[Fusion],0)+1,\"Non trouvé\")","v":"Non trouvé"},null,317,null,317]
["ALBCUVERIE","Equipements atelier réacteurs alb","U_CURA007847","Modification capteurs temp. R01 à R06","AME","AR","U440","11U",null,"3000-01-01",0,1,0,null,null,"BIOMED_ULIS",{"$error":"#NAME?"},{"$f":"IFERROR(\"Oui, à la ligne \" & MATCH(tableFévrier[[#This Row],[Fusion]],tableOctobre[Fusion],0)+1,\"Non trouvé\")","v":"Non trouvé"},null,318,null,318]
["WFIJTV16","Vanne de mise à l'égout sbd101","U_CURA007990","Remplacement par vanne saunders","AME","AR","U236WFI","11U",null,"3000-01-01",0,1,0,null,null,"BIOMED_ULIS",{"$error":"#NAME?"},{"$f":"IFERROR(\"Oui, à la ligne \" & MATCH(tableFévrier[[#This Row],[Fusion]],tableOctobre[Fusion],0)+1,\"Non trouvé\")","v":"Non trouvé"},null,319,null,319]
["BAT09","Bâtiment 9 restaurant salle de réunion","U_CURA008051","Réparation des portes des cuisines","MC","AR","S244","13U",null,"3000-01-01",0,1,0,null,null,"BIOMED_ULIS",{"$error":"#NAME?"},{"$f":"IFERROR(\"Oui, à la ligne \" & MATCH(tableFévrier[[#This Row],[Fusion]],tableOctobre[Fusion],0)+1,\"Non trouvé\")","v":"Non trouvé"},null,320,null,320]
["EXMGPCF09","Chambre froide n°9 sas -35°C","U_CURA008097","Arrêt chambre froide","CON","DEF","U406","10U",null,"3000-01-01",0,1,0,null,null,"BIOMED_ULIS",{"$error":"#NAME?"},{"$f":"IFERROR(\"Oui, à la ligne \" & MATCH(tableFévrier[[#This Row],[Fusion]],tableOctobre[Fusion],0)+1,\"Non trouvé\")","v":"Non trouvé"},null,321,null,321]
["BAT08","Bâtiment 8 de production","U_CURA008101","TRAVAUX PLOMBERIE","AME","AR","U200BATP","13U",null,"3000-01-01",0,1,0,null,null,"BIOMED_ULIS",{"$f":"_xlfn.TEXTJOIN(\"\",TRUE,A322:D322,H322,N322)","v":{"$error":"#NAME?"}},{"$f":"IFERROR(\"Oui, à la ligne \" & MATCH(tableFévrier[[#This Row],[Fusion]],tableOctobre[Fusion],0)+1,\"Non trouvé\")","v":"Non trouvé"},null,322,null,322]
["WFIBD02","Boucle distribution eau ppi n°2","U_PROC000002","Maintenance annuelle boucle","MPS","DEF","U236WFI","11U","604 096,00","2024-07-02",3,1,0,52,1,"BIOMED_ULIS",{"$error":"#NAME?"},{"$f":"IFERROR(\"Oui, à la ligne \" & MATCH(tableFévrier[[#This Row],[Fusion]],tableOctobre[Fusion],0)+1,\"Non trouvé\")","v":"Non trouvé"},null,323,null,323]
["MCBAU601","Autoclave de microbiologie","U_CONT000013","Visite réglementaire pression/vapeur","MPS","DEF","U640MCB","15U","600 465,00","2025-10-18",3,30,0,104,1,"BIOMED_ULIS",{"$error":"#NAME?"},{"$f":"IFERROR(\"Oui, à la ligne \" & MATCH(tableFévrier[[#This Row],[Fusion]],tableOctobre[Fusion],0)+1,\"Non trouvé\")","v":"Non trouvé"},null,324,null,324]
["SW1SWU01","Adoucisseur duplex réseau b1 à b8","U_EAUX000025","Remplacement des résines d'adoucisseurs","MPC","DEF","U222W","10U","9 379,00","3000-01-01",0,1,0,null,null,"BIOMED_ULIS",{"$error":"#NAME?"},{"$f":"IFERROR(\"Oui, à la ligne \" & MATCH(tableFévrier[[#This Row],[Fusion]],tableOctobre[Fusion],0)+1,\"Non trouvé\")","v":"Non trouvé"},null,325,null,325]
["PLAPP08","Pompe prélèvement cuve PLAT004","U_CURA008374","Installation initiale","AME","AR","U410","11U","9 397,00","3000-01-01",0,1,0,null,null,"BIOMED_ULIS",{"$error":"#NAME?"},{"$f":"IFERROR(\"Oui, à la ligne \" & MATCH(tableFévrier[[#This Row],[Fusion]],tableOctobre[Fusion],0)+1,\"Non trouvé\")","v":"Non trouvé"},null,326,null,326]
["SSI","Système de sécurité incendie","U_CONT000018","Contrôle réglementaire détection incendie","MPS","DEF","U130","80U","496 949,00","2021-04-20",3,1,0,26,1,"BIOMED_ULIS",{"$error":"#NAME?"},{"$f":"IFERROR(\"Oui, à la ligne \" & MATCH(tableFévrier[[#This Row],[Fusion]],tableOctobre[Fusion],0)+1,\"Non trouvé\")","v":"Non trouvé"},null,327,null,327]
["PLACF03","Chambre froide - 8°C 1SS25","U_CURA008399","Fixer rails/guides caddies sur parois","MC","DEF","U410","11U",null,"3000-01-01",0,1,0,null,null,"BIOMED_ULIS",{"$error":"#NAME?"},{"$f":"IFERROR(\"Oui, à la ligne \" & MATCH(tableFévrier[[#This Row],[Fusion]],tableOctobre[Fusion],0)+1,\"Non trouvé\")","v":"Non trouvé"},null,328,null,328]
["BAT0103","Bâtiment 1 laboratoires de contrôle","U_CURA008497","Aménagement local pneumatique 3b1","AME","DEF","U235BATU","13U",null,"3000-01-01",0,1,0,null,null,"BIOMED_ULIS",{"$error":"#NAME?"},{"$f":"IFERROR(\"Oui, à la ligne \" & MATCH(tableFévrier[[#This Row],[Fusion]],tableOctobre[Fusion],0)+1,\"Non trouvé\")","v":"Non trouvé"},null,329,null,329]
["GAMR008","Réacteur n°08 fractionnement gamma","U_MECA000020","Maintenance annuelle réacteur cuverie","MPS","DEF","U441","11U","589 664,00","2024-03-29",3,1,0,52,1,"BIOMED_ULIS",{"$error":"#NAME?"},{"$f":"IFERROR(\"Oui, à la ligne \" & MATCH(tableFévrier[[#This Row],[Fusion]],tableOctobre[Fusion],0)+1,\"Non trouvé\")","v":"Non trouvé"},null,330,null,330]
["GAMR009","Réacteur n°09 fractionnement gamma","U_MECA000020","Maintenance annuelle réacteur cuverie","MPS","MAINT","U441","11U","589 665,00","2024-03-29",3,1,0,52,1,"BIOMED_ULIS",{"$error":"#NAME?"},{"$f":"IFERROR(\"Oui, à la ligne \" & MATCH(tableFévrier[[#This Row],[Fusion]],tableOctobre[Fusion],0)+1,\"Non trouvé\")","v":"Non trouvé"},null,331,null,331]
["BAT09","Bâtiment 9 restaurant salle de réunion","U_BATI000001","Entretien trimestrielle jardin d'hivers","CON","DEF","S244","13U","72 125,00","3000-01-01",0,1,0,null,null,"BIOMED_ULIS",{"$error":"#NAME?"},{"$f":"IFERROR(\"Oui, à la ligne \" & MATCH(tableFévrier[[#This Row],[Fusion]],tableOctobre[Fusion],0)+1,\"Non trouvé\")","v":"Non trouvé"},null,332,null,332]
["COMPRODEQUIP","Equipements commun spécif. de production","U_CURA008806","Révision et maintenance de 2 PKB","MPC","DEF","U440","11U",null,"3000-01-01",0,1,0,null,null,"BIOMED_ULIS",{"$error":"#NAME?"},{"$f":"IFERROR(\"Oui, à la ligne \" & MATCH(tableFévrier[[#This Row],[Fusion]],tableOctobre[Fusion],0)+1,\"Non trouvé\")","v":"Non trouvé"},null,333,null,333]
["GAMSVM03","Mélangeur secondaire clottagen temps 1","U_CURA008821","Installation initiale","AME","AR","U440","11U","9 946,00","3000-01-01",0,1,0,null,null,"BIOMED_ULIS",{"$error":"#NAME?"},{"$f":"IFERROR(\"Oui, à la ligne \" & MATCH(tableFévrier[[#This Row],[Fusion]],tableOctobre[Fusion],0)+1,\"Non trouvé\")","v":"Non trouvé"},null,334,null,334]
["EXPWUF01","Skid d'ultrafiltration d'eau déminéralisée","U_EAUX000026","Désinfection des uf","MPS","DEF","U222PW","11U","544 573,00","2022-04-14",3,1,0,4,1,"BIOMED_ULIS",{"$error":"#NAME?"},{"$f":"IFERROR(\"Oui, à la ligne \" & MATCH(tableFévrier[[#This Row],[Fusion]],tableOctobre[Fusion],0)+1,\"Non trouvé\")","v":"Non trouvé"},null,335,null,335]
["GAMEQUIP","Equipements communs gamma","U_MECA000071","Travaux divers mensuel","CON","DEF","U441","11U","84 100,00","3000-01-01",0,1,0,null,null,"BIOMED_ULIS",{"$error":"#NAME?"},{"$f":"IFERROR(\"Oui, à la ligne \" & MATCH(tableFévrier[[#This Row],[Fusion]],tableOctobre[Fusion],0)+1,\"Non trouvé\")","v":"Non trouvé"},null,336,null,336]
["PLAEQUIP","Equipements spécifiques plasma","U_MECA000072","Divers travaux DECONGELATION PLASMA","CON","DEF","U410","11U","585 022,00","2024-01-15",3,1,0,365,0,"BIOMED_ULIS",{"$error":"#NAME?"},{"$f":"IFERROR(\"Oui, à la ligne \" & MATCH(tableFévrier[[#This Row],[Fusion]],tableOctobre[Fusion],0)+1,\"Non trouvé\")","v":"Non trouvé"},null,337,null,337]
["ALBEQUIP","Equipements communs albumine","U_MECA000073","Travaux divers mensuel","CON","DEF","U440","11U","93 393,00","3000-01-01",0,1,0,null,null,"BIOMED_ULIS",{"$error":"#NAME?"},{"$f":"IFERROR(\"Oui, à la ligne \" & MATCH(tableFévrier[[#This Row],[Fusion]],tableOctobre[Fusion],0)+1,\"Non trouvé\")","v":"Non trouvé"},null,338,null,338]
["COMPRODEQUIP","Equipements commun spécif. de production","U_MECA000075","Divers travaux mensuels","CON","DEF","U440","11U","80 426,00","3000-01-01",0,1,0,null,null,"BIOMED_ULIS",{"$error":"#NAME?"},{"$f":"IFERROR(\"Oui, à la ligne \" & MATCH(tableFévrier[[#This Row],[Fusion]],tableOctobre[Fusion],0)+1,\"Non trouvé\")","v":"Non trouvé"},null,339,null,339]
["EPL2EQUIP","Equipements spéc. enregist. plasma","U_MECA000076","Divers travaux mensuels","CON","DEF","U406","11U","77 006,00","3000-01-01",0,1,0,null,null,"BIOMED_ULIS",{"$error":"#NAME?"},{"$f":"IFERROR(\"Oui, à la ligne \" & MATCH(tableFévrier[[#This Row],[Fusion]],tableOctobre[Fusion],0)+1,\"Non trouvé\")","v":"Non trouvé"},null,340,null,340]
["BAT0103","Bâtiment 1 laboratoires de contrôle","U_CURA008911","Fuite au niveau du tuyau d'arrivée d'eau","MC","DEF","S244","13U",null,"3000-01-01",0,1,0,null,null,"BIOMED_ULIS",{"$error":"#NAME?"},{"$f":"IFERROR(\"Oui, à la ligne \" & MATCH(tableFévrier[[#This Row],[Fusion]],tableOctobre[Fusion],0)+1,\"Non trouvé\")","v":"Non trouvé"},null,341,null,341]
["MGPPT05","Porte manuelle chambre froide n°5","U_CURA008951","Remise en place guide porte","MC","DEF","U200BATP","13U",null,"3000-01-01",0,1,0,null,null,"BIOMED_ULIS",{"$error":"#NAME?"},{"$f":"IFERROR(\"Oui, à la ligne \" & MATCH(tableFévrier[[#This Row],[Fusion]],tableOctobre[Fusion],0)+1,\"Non trouvé\")","v":"Non trouvé"},null,342,null,342]
["IS","Production et distri. vapeur industriel.","U_CHAU000008","Test de sécurité & relevés de conso mensuels","MPS","DEF","U222IS","10U","626 619,00","2024-02-18",3,1,0,30,0,"BIOMED_ULIS",{"$error":"#NAME?"},{"$f":"IFERROR(\"Oui, à la ligne \" & MATCH(tableFévrier[[#This Row],[Fusion]],tableOctobre[Fusion],0)+1,\"Non trouvé\")","v":"Non trouvé"},null,343,null,343]
["IS","Production et distri. vapeur industriel.","U_CHAU000009","Analyses chimiques vapeur condensats","MPS","DEF","U222IS","10U","626 752,00","2024-02-21",3,1,0,1,1,"BIOMED_ULIS",{"$error":"#NAME?"},{"$f":"IFERROR(\"Oui, à la ligne \" & MATCH(tableFévrier[[#This Row],[Fusion]],tableOctobre[Fusion],0)+1,\"Non trouvé\")","v":"Non trouvé"},null,344,null,344]
["TAC2","Réseaux traitement condensats chaudières","U_CHAU000010","Traitement chimique condensats vapeur","CON","DEF","U222TAC2","10U","160 730,00","3000-01-01",0,1,0,null,null,"BIOMED_ULIS",{"$error":"#NAME?"},{"$f":"IFERROR(\"Oui, à la ligne \" & MATCH(tableFévrier[[#This Row],[Fusion]],tableOctobre[Fusion],0)+1,\"Non trouvé\")","v":"Non trouvé"},null,345,null,345]
["DW","Réseau de distribution eau de ville","U_EAUX000027","Relevé des compteurs eau de ville","CON","DEF","U222DW","11U","632 679,00","2024-02-04",3,1,0,30,0,"BIOMED_ULIS",{"$error":"#NAME?"},{"$f":"IFERROR(\"Oui, à la ligne \" & MATCH(tableFévrier[[#This Row],[Fusion]],tableOctobre[Fusion],0)+1,\"Non trouvé\")","v":"Non trouvé"},null,346,null,346]
["WW1PRE01","Préleveur n°1 eaux usées fosses ouest","U_EAUX000028","Analyse DCO suivi préleveur","CON","DEF","U235WW","11U","460 279,00","3000-01-01",0,1,0,null,null,"BIOMED_ULIS",{"$error":"#NAME?"},{"$f":"IFERROR(\"Oui, à la ligne \" & MATCH(tableFévrier[[#This Row],[Fusion]],tableOctobre[Fusion],0)+1,\"Non trouvé\")","v":"Non trouvé"},null,347,null,347]
["WW3PRE03","Préleveur n°3 eaux usées fosses b13","U_EAUX000028","Analyse DCO suivi préleveur","CON","DEF","U235WW","11U","460 280,00","3000-01-01",0,1,0,null,null,"BIOMED_ULIS",{"$error":"#NAME?"},{"$f":"IFERROR(\"Oui, à la ligne \" & MATCH(tableFévrier[[#This Row],[Fusion]],tableOctobre[Fusion],0)+1,\"Non trouvé\")","v":"Non trouvé"},null,348,null,348]
["BAT0102","Bâtiment des laboratoires de recherche","U_CURA009095","Déplacement petite armoire","CON","DEF","S244","13U",null,"3000-01-01",0,1,0,null,null,"BIOTECH_ULIS",{"$error":"#NAME?"},{"$f":"IFERROR(\"Oui, à la ligne \" & MATCH(tableFévrier[[#This Row],[Fusion]],tableOctobre[Fusion],0)+1,\"Non trouvé\")","v":"Non trouvé"},null,349,null,349]
["UDA1EQUIP","Equipements unité dévelop. analytique 1","U_CURA009233","Faux contact électrique","MC","DEF","U855","11U",null,"3000-01-01",0,1,0,null,null,"BIOTECH_ULIS",{"$error":"#NAME?"},{"$f":"IFERROR(\"Oui, à la ligne \" & MATCH(tableFévrier[[#This Row],[Fusion]],tableOctobre[Fusion],0)+1,\"Non trouvé\")","v":"Non trouvé"},null,350,null,350]
["WW1FOS01","Fosse OUEST (NEP/PW) relevage eaux usées","U_PROC000023","Maintenance hebdomadaire fosses ouest","MPS","DEF","U235WW","11U","621 486,00","2024-02-09",3,1,0,2,1,"BIOMED_ULIS",{"$error":"#NAME?"},{"$f":"IFERROR(\"Oui, à la ligne \" & MATCH(tableFévrier[[#This Row],[Fusion]],tableOctobre[Fusion],0)+1,\"Non trouvé\")","v":"Non trouvé"},null,351,null,351]
["BAT08","Bâtiment 8 de production","U_CURA009258","Poignée de porte cassée","MC","DEF","U441","13U",null,"3000-01-01",0,1,0,null,null,"BIOMED_ULIS",{"$error":"#NAME?"},{"$f":"IFERROR(\"Oui, à la ligne \" & MATCH(tableFévrier[[#This Row],[Fusion]],tableOctobre[Fusion],0)+1,\"Non trouvé\")","v":"Non trouvé"},null,352,null,352]
["RF12","Production n°2 fluide frigorigène -40°C","U_CURA009507","Niveau bas fréon.","MC","AR","U222RF","10U",null,"3000-01-01",0,1,0,null,null,"BIOMED_ULIS",{"$error":"#NAME?"},{"$f":"IFERROR(\"Oui, à la ligne \" & MATCH(tableFévrier[[#This Row],[Fusion]],tableOctobre[Fusion],0)+1,\"Non trouvé\")","v":"Non trouvé"},null,353,null,353]
["BAT0103","Bâtiment 1 laboratoires de contrôle","U_CURA009609","Pose 5 distributeurs essuie-mains","CON","DEF","S244","13U",null,"3000-01-01",0,1,0,null,null,"BIOMED_ULIS",{"$error":"#NAME?"},{"$f":"IFERROR(\"Oui, à la ligne \" & MATCH(tableFévrier[[#This Row],[Fusion]],tableOctobre[Fusion],0)+1,\"Non trouvé\")","v":"Non trouvé"},null,354,null,354]
["RW2DEH01","Déshuileur parking coté Tropiques","U_CURA009752","Installation initiale","AME","AR","U235BATU","13U","11 075,00","3000-01-01",0,1,0,null,null,"BIOMED_ULIS",{"$error":"#NAME?"},{"$f":"IFERROR(\"Oui, à la ligne \" & MATCH(tableFévrier[[#This Row],[Fusion]],tableOctobre[Fusion],0)+1,\"Non trouvé\")","v":"Non trouvé"},null,355,null,355]
["PLACF02","Chambre froide de décongélation plasma","U_CURA009751","Réfection résines sol","MC","AR","U410","13U",null,"3000-01-01",0,1,0,null,null,"BIOMED_ULIS",{"$error":"#NAME?"},{"$f":"IFERROR(\"Oui, à la ligne \" & MATCH(tableFévrier[[#This Row],[Fusion]],tableOctobre[Fusion],0)+1,\"Non trouvé\")","v":"Non trouvé"},null,356,null,356]
["BAT03","Bâtiment 3","U_CURA010001","ECLAIRAGE SANITAIRE R D CH B3","CON","AR","S244","13U",null,"3000-01-01",0,1,0,null,null,"BIOMED_ULIS",{"$error":"#NAME?"},{"$f":"IFERROR(\"Oui, à la ligne \" & MATCH(tableFévrier[[#This Row],[Fusion]],tableOctobre[Fusion],0)+1,\"Non trouvé\")","v":"Non trouvé"},null,357,null,357]
["RESEQUIP02","Elément cuisine 2 feux et petite plaque","U_CURA010077","Achat et mise en service initiale","AME","AR","U235RES","11U","11 456,00","3000-01-01",0,1,0,null,null,"BIOMED_ULIS",{"$error":"#NAME?"},{"$f":"IFERROR(\"Oui, à la ligne \" & MATCH(tableFévrier[[#This Row],[Fusion]],tableOctobre[Fusion],0)+1,\"Non trouvé\")","v":"Non trouvé"},null,358,null,358]
["RESEQUIP03","Sauteuse gaz","U_CURA010077","Achat et mise en service initiale","AME","AR","U235RES","11U","11 457,00","3000-01-01",0,1,0,null,null,"BIOMED_ULIS",{"$error":"#NAME?"},{"$f":"IFERROR(\"Oui, à la ligne \" & MATCH(tableFévrier[[#This Row],[Fusion]],tableOctobre[Fusion],0)+1,\"Non trouvé\")","v":"Non trouvé"},null,359,null,359]
["RONDE N°01","Equipements flui. énergie visités","U_FROI000007","Ronde","MPS","DEF","U222RF","10U","69 305,00","3000-01-01",0,1,0,null,null,"BIOMED_ULIS",{"$error":"#NAME?"},{"$f":"IFERROR(\"Oui, à la ligne \" & MATCH(tableFévrier[[#This Row],[Fusion]],tableOctobre[Fusion],0)+1,\"Non trouvé\")","v":"Non trouvé"},null,360,null,360]
["RF12","Production n°2 fluide frigorigène -40°C","U_CURA010262","Rétrofit circuit","AME","AR","U222RF","10U",null,"3000-01-01",0,1,0,null,null,"BIOMED_ULIS",{"$error":"#NAME?"},{"$f":"IFERROR(\"Oui, à la ligne \" & MATCH(tableFévrier[[#This Row],[Fusion]],tableOctobre[Fusion],0)+1,\"Non trouvé\")","v":"Non trouvé"},null,361,null,361]
["RF11RHC02","Moto compresseur n°2 circuit n°1 -40°C","U_CURA010264","Rétrofit d'huile","AME","AR","U222RF","10U","11 663,00","3000-01-01",0,1,0,null,null,"BIOMED_ULIS",{"$error":"#NAME?"},{"$f":"IFERROR(\"Oui, à la ligne \" & MATCH(tableFévrier[[#This Row],[Fusion]],tableOctobre[Fusion],0)+1,\"Non trouvé\")","v":"Non trouvé"},null,362,null,362]
["RF11RHC03","Motocompresseur secou. circ. n°1/2 -40°C","U_CURA010264","Rétrofit d'huile","AME","AR","U222RF","10U","11 664,00","3000-01-01",0,1,0,null,null,"BIOMED_ULIS",{"$error":"#NAME?"},{"$f":"IFERROR(\"Oui, à la ligne \" & MATCH(tableFévrier[[#This Row],[Fusion]],tableOctobre[Fusion],0)+1,\"Non trouvé\")","v":"Non trouvé"},null,363,null,363]
["RF12RHC01","Moto compresseur n°1 circuit n°2 -40°C","U_CURA010264","Rétrofit d'huile","AME","AR","U222RF","10U","21 940,00","2049-12-31",0,1,0,null,null,"BIOMED_ULIS",{"$error":"#NAME?"},{"$f":"IFERROR(\"Oui, à la ligne \" & MATCH(tableFévrier[[#This Row],[Fusion]],tableOctobre[Fusion],0)+1,\"Non trouvé\")","v":"Non trouvé"},null,364,null,364]
["RF12RHC02","Moto compresseur n°2 circuit n°2 -40°C","U_CURA010264","Rétrofit d'huile","AME","AR","U222RF","10U","11 667,00","3000-01-01",0,1,0,null,null,"BIOMED_ULIS",{"$error":"#NAME?"},{"$f":"IFERROR(\"Oui, à la ligne \" & MATCH(tableFévrier[[#This Row],[Fusion]],tableOctobre[Fusion],0)+1,\"Non trouvé\")","v":"Non trouvé"},null,365,null,365]
["RONDE N°02","Equipements eaux, chaufferies visités","U_EAUX000032","Ronde eaux, chaufferies","CON","DEF","U222IS","11U","132 916,00","3000-01-01",0,1,0,null,null,"BIOMED_ULIS",{"$error":"#NAME?"},{"$f":"IFERROR(\"Oui, à la ligne \" & MATCH(tableFévrier[[#This Row],[Fusion]],tableOctobre[Fusion],0)+1,\"Non trouvé\")","v":"Non trouvé"},null,366,null,366]
["BAT08RC76","Local technique UF albumine","U_CURA010353","Dépose de la porte d'entrée","AME","AR","U200BATP","13U","11 763,00","3000-01-01",0,1,0,null,null,"BIOMED_ULIS",{"$error":"#NAME?"},{"$f":"IFERROR(\"Oui, à la ligne \" & MATCH(tableFévrier[[#This Row],[Fusion]],tableOctobre[Fusion],0)+1,\"Non trouvé\")","v":"Non trouvé"},null,367,null,367]
["BAT11MGG","Bâtiment 11 partie magasin général","U_CURA010357","Plus de courant sur chargeur batteries","MC","AR","U200BATP","10U","11 773,00","3000-01-01",0,1,0,null,null,"BIOMED_ULIS",{"$error":"#NAME?"},{"$f":"IFERROR(\"Oui, à la ligne \" & MATCH(tableFévrier[[#This Row],[Fusion]],tableOctobre[Fusion],0)+1,\"Non trouvé\")","v":"Non trouvé"},null,368,null,368]
["EXALBCMW011","Balance Mettler 60 kg/20 g","U_METR000003","Vérif. PERIODIQUE balance 31/150 Kg max","MPS","DEF","U440","11U","589 522,00","2049-03-14",0,1,0,null,null,"BIOMED_ULIS",{"$error":"#NAME?"},{"$f":"IFERROR(\"Oui, à la ligne \" & MATCH(tableFévrier[[#This Row],[Fusion]],tableOctobre[Fusion],0)+1,\"Non trouvé\")","v":"Non trouvé"},null,369,null,369]
["EXCHACMW609","Balance Mettler 405g/1mg","U_METR000001","Vérif. PERIODIQUE balance 0/30 Kg max.","MPS","DEF","U624UAP","22U","542 008,00","2049-03-16",3,1,0,52,1,"BIOMED_ULIS",{"$error":"#NAME?"},{"$f":"IFERROR(\"Oui, à la ligne \" & MATCH(tableFévrier[[#This Row],[Fusion]],tableOctobre[Fusion],0)+1,\"Non trouvé\")","v":"Non trouvé"},null,370,null,370]
["EXCBCMW313","Balance Sartorius 5550g/0,01g","U_METR000001","Vérif. PERIODIQUE balance 0/30 Kg max.","MPS","DEF","U855","70U","502 733,00","3000-01-01",0,1,0,null,null,"BIOTECH_ULIS",{"$error":"#NAME?"},{"$f":"IFERROR(\"Oui, à la ligne \" & MATCH(tableFévrier[[#This Row],[Fusion]],tableOctobre[Fusion],0)+1,\"Non trouvé\")","v":"Non trouvé"},null,371,null,371]
["CBCMW405","Balance Sartorius 31g/0,1mg","U_METR000001","Vérif. PERIODIQUE balance 0/30 Kg max.","MPS","DEF","U855","70U","593 081,00","2024-04-30",3,1,0,365,0,"BIOTECH_ULIS",{"$error":"#NAME?"},{"$f":"IFERROR(\"Oui, à la ligne \" & MATCH(tableFévrier[[#This Row],[Fusion]],tableOctobre[Fusion],0)+1,\"Non trouvé\")","v":"Non trouvé"},null,372,null,372]
["CBCMW411","Balance Sartorius 610g/0,01g","U_METR000001","Vérif. PERIODIQUE balance 0/30 Kg max.","MPS","DEF","U855","70U","593 082,00","2024-04-30",3,1,0,365,0,"BIOTECH_ULIS",{"$error":"#NAME?"},{"$f":"IFERROR(\"Oui, à la ligne \" & MATCH(tableFévrier[[#This Row],[Fusion]],tableOctobre[Fusion],0)+1,\"Non trouvé\")","v":"Non trouvé"},null,373,null,373]
["MFPRCMW506","Balance Mettler 4100g/0,1g","U_METR000001","Vérif. PERIODIQUE balance 0/30 Kg max.","MPS","DEF","U868","70U","593 087,00","2024-04-30",3,1,0,365,0,"BIOTECH_ULIS",{"$error":"#NAME?"},{"$f":"IFERROR(\"Oui, à la ligne \" & MATCH(tableFévrier[[#This Row],[Fusion]],tableOctobre[Fusion],0)+1,\"Non trouvé\")","v":"Non trouvé"},null,374,null,374]
["MFPRCMW613","Balance Mettler 205g/0,1g","U_METR000001","Vérif. PERIODIQUE balance 0/30 Kg max.","MPS","DEF","U868","70U","593 088,00","2024-04-30",3,1,0,365,0,"BIOTECH_ULIS",{"$error":"#NAME?"},{"$f":"IFERROR(\"Oui, à la ligne \" & MATCH(tableFévrier[[#This Row],[Fusion]],tableOctobre[Fusion],0)+1,\"Non trouvé\")","v":"Non trouvé"},null,375,null,375]
["MGGCMW210","Balance Mettler 30 kg/1g","U_METR000001","Vérif. PERIODIQUE balance 0/30 Kg max.","MPS","DEF","U168","11U","589 531,00","2024-03-14",3,1,0,52,1,"BIOMED_ULIS",{"$error":"#NAME?"},{"$f":"IFERROR(\"Oui, à la ligne \" & MATCH(tableFévrier[[#This Row],[Fusion]],tableOctobre[Fusion],0)+1,\"Non trouvé\")","v":"Non trouvé"},null,376,null,376]
["UDP5CMW402","Balance Sartorius 120g/0,1mg","U_METR000001","Vérif. PERIODIQUE balance 0/30 Kg max.","MPS","DEF","U851","70U","593 121,00","2024-04-30",3,1,0,365,0,"BIOTECH_ULIS",{"$error":"#NAME?"},{"$f":"IFERROR(\"Oui, à la ligne \" & MATCH(tableFévrier[[#This Row],[Fusion]],tableOctobre[Fusion],0)+1,\"Non trouvé\")","v":"Non trouvé"},null,377,null,377]
["UDP5CMW404","Balance Sartorius 5550g/0,01g","U_METR000001","Vérif. PERIODIQUE balance 0/30 Kg max.","MPS","DEF","U851","70U","593 122,00","2024-04-30",3,1,0,365,0,"BIOTECH_ULIS",{"$error":"#NAME?"},{"$f":"IFERROR(\"Oui, à la ligne \" & MATCH(tableFévrier[[#This Row],[Fusion]],tableOctobre[Fusion],0)+1,\"Non trouvé\")","v":"Non trouvé"},null,378,null,378]
["EXUDA2CMW407","Balance Sartorius 121g/0,1mg","U_METR000001","Vérif. PERIODIQUE balance 0/30 Kg max.","MPS","DEF","U855","70U","502 753,00","3000-01-01",0,1,0,null,null,"BIOTECH_ULIS",{"$error":"#NAME?"},{"$f":"IFERROR(\"Oui, à la ligne \" & MATCH(tableFévrier[[#This Row],[Fusion]],tableOctobre[Fusion],0)+1,\"Non trouvé\")","v":"Non trouvé"},null,379,null,379]
["UDA2CMW408","Balance Sartorius 610g/0,01g","U_METR000001","Vérif. PERIODIQUE balance 0/30 Kg max.","MPS","DEF","U855","70U","593 091,00","2024-04-30",3,1,0,365,0,"BIOTECH_ULIS",{"$error":"#NAME?"},{"$f":"IFERROR(\"Oui, à la ligne \" & MATCH(tableFévrier[[#This Row],[Fusion]],tableOctobre[Fusion],0)+1,\"Non trouvé\")","v":"Non trouvé"},null,380,null,380]
["UDP1CMW239","Balance Sartorius 12kg/1g","U_METR000001","Vérif. PERIODIQUE balance 0/30 Kg max.","MPS","DEF","U851","70U","593 100,00","2024-04-30",3,1,0,365,0,"BIOTECH_ULIS",{"$error":"#NAME?"},{"$f":"IFERROR(\"Oui, à la ligne \" & MATCH(tableFévrier[[#This Row],[Fusion]],tableOctobre[Fusion],0)+1,\"Non trouvé\")","v":"Non trouvé"},null,381,null,381]
["EXUDP1CMW502","Balance Mettler 2100g/0,1g","U_METR000001","Vérif. PERIODIQUE balance 0/30 Kg max.","MPS","DEF","U851","70U","468 416,00","3000-01-01",0,1,0,null,null,"BIOTECH_ULIS",{"$error":"#NAME?"},{"$f":"IFERROR(\"Oui, à la ligne \" & MATCH(tableFévrier[[#This Row],[Fusion]],tableOctobre[Fusion],0)+1,\"Non trouvé\")","v":"Non trouvé"},null,382,null,382]
["UDP1CMW603","Balance Sartorius 12000g/0,1g","U_METR000001","Vérif. PERIODIQUE balance 0/30 Kg max.","MPS","DEF","U851","70U","593 101,00","2024-04-30",3,1,0,365,0,"BIOTECH_ULIS",{"$error":"#NAME?"},{"$f":"IFERROR(\"Oui, à la ligne \" & MATCH(tableFévrier[[#This Row],[Fusion]],tableOctobre[Fusion],0)+1,\"Non trouvé\")","v":"Non trouvé"},null,383,null,383]
["UDP1CMW608","Balance Sartorius 6200g/0,1g","U_METR000001","Vérif. PERIODIQUE balance 0/30 Kg max.","MPS","DEF","U851","70U","593 102,00","2024-04-30",3,1,0,365,0,"BIOTECH_ULIS",{"$error":"#NAME?"},{"$f":"IFERROR(\"Oui, à la ligne \" & MATCH(tableFévrier[[#This Row],[Fusion]],tableOctobre[Fusion],0)+1,\"Non trouvé\")","v":"Non trouvé"},null,384,null,384]
["UDP2CMW034","Balance Sartorius 3100/0,1&0,2&0,5g","U_METR000001","Vérif. PERIODIQUE balance 0/30 Kg max.","MPS","DEF","U851","70U","593 103,00","2024-04-30",3,1,0,365,0,"BIOTECH_ULIS",{"$error":"#NAME?"},{"$f":"IFERROR(\"Oui, à la ligne \" & MATCH(tableFévrier[[#This Row],[Fusion]],tableOctobre[Fusion],0)+1,\"Non trouvé\")","v":"Non trouvé"},null,385,null,385]
["UDP2CMW052","Balance Mettler 16000g/0,1g","U_METR000001","Vérif. PERIODIQUE balance 0/30 Kg max.","MPS","DEF","U851","70U","593 104,00","2024-04-30",3,1,0,365,0,"BIOTECH_ULIS",{"$f":"_xlfn.TEXTJOIN(\"\",TRUE,A386:D386,H386,N386)","v":{"$error":"#NAME?"}},{"$f":"IFERROR(\"Oui, à la ligne \" & MATCH(tableFévrier[[#This Row],[Fusion]],tableOctobre[Fusion],0)+1,\"Non trouvé\")","v":"Non trouvé"},null,386,null,386]
["UDP2CMW240","Balance Roucaire 610&3100g/0,01&0.1g","U_METR000001","Vérif. PERIODIQUE balance 0/30 Kg max.","MPS","DEF","U851","70U","593 105,00","2024-04-30",3,1,0,365,0,"BIOTECH_ULIS",{"$error":"#NAME?"},{"$f":"IFERROR(\"Oui, à la ligne \" & MATCH(tableFévrier[[#This Row],[Fusion]],tableOctobre[Fusion],0)+1,\"Non trouvé\")","v":"Non trouvé"},null,387,null,387]
["UDP2CMW305","Balance Mettler 3100g/0,1g","U_METR000001","Vérif. PERIODIQUE balance 0/30 Kg max.","MPS","DEF","U851","70U","593 106,00","2024-04-30",3,1,0,365,0,"BIOTECH_ULIS",{"$error":"#NAME?"},{"$f":"IFERROR(\"Oui, à la ligne \" & MATCH(tableFévrier[[#This Row],[Fusion]],tableOctobre[Fusion],0)+1,\"Non trouvé\")","v":"Non trouvé"},null,388,null,388]
["UDP2CMW306","Balance Précisa Roucaire 610g&3100g/0,01","U_METR000001","Vérif. PERIODIQUE balance 0/30 Kg max.","MPS","DEF","U851","70U","593 107,00","2024-04-30",3,1,0,365,0,"BIOTECH_ULIS",{"$error":"#NAME?"},{"$f":"IFERROR(\"Oui, à la ligne \" & MATCH(tableFévrier[[#This Row],[Fusion]],tableOctobre[Fusion],0)+1,\"Non trouvé\")","v":"Non trouvé"},null,389,null,389]
["UDP2CMW312","Balance Mettler 4000g/0,1g","U_METR000001","Vérif. PERIODIQUE balance 0/30 Kg max.","MPS","DEF","U851","70U","593 108,00","2024-04-30",3,1,0,365,0,"BIOTECH_ULIS",{"$error":"#NAME?"},{"$f":"IFERROR(\"Oui, à la ligne \" & MATCH(tableFévrier[[#This Row],[Fusion]],tableOctobre[Fusion],0)+1,\"Non trouvé\")","v":"Non trouvé"},null,390,null,390]
["UPILCMW02","Balance Mettler 16000g/1g","U_METR000001","Vérif. PERIODIQUE balance 0/30 Kg max.","MPS","DEF","U851","70U","593 126,00","2024-04-30",3,1,0,365,0,"BIOTECH_ULIS",{"$error":"#NAME?"},{"$f":"IFERROR(\"Oui, à la ligne \" & MATCH(tableFévrier[[#This Row],[Fusion]],tableOctobre[Fusion],0)+1,\"Non trouvé\")","v":"Non trouvé"},null,391,null,391]
["ALBCMW016","Balance Mettler 60kg/0,005&0,010&0,020kg","U_METR000003","Vérif. PERIODIQUE balance 31/150 Kg max","MPS","DEF","U440","11U","589 523,00","2024-03-14",3,1,0,52,1,"BIOMED_ULIS",{"$error":"#NAME?"},{"$f":"IFERROR(\"Oui, à la ligne \" & MATCH(tableFévrier[[#This Row],[Fusion]],tableOctobre[Fusion],0)+1,\"Non trouvé\")","v":"Non trouvé"}]
["MGGCMW209","Balance Mettler  60kg/20g","U_METR000003","Vérif. PERIODIQUE balance 31/150 Kg max","MPS","DEF","U168","11U","589 530,00","2024-03-14",3,1,0,52,1,"BIOMED_ULIS",{"$error":"#NAME?"},{"$f":"IFERROR(\"Oui, à la ligne \" & MATCH(tableFévrier[[#This Row],[Fusion]],tableOctobre[Fusion],0)+1,\"Non trouvé\")","v":"Non trouvé"},null,393,null,393]
["UPILCMW03","Balance Mettler 120000g/50 g","U_METR000003","Vérif. PERIODIQUE balance 31/150 Kg max","MPS","DEF","U851","70U","593 127,00","2024-04-30",3,1,0,365,0,"BIOTECH_ULIS",{"$error":"#NAME?"},{"$f":"IFERROR(\"Oui, à la ligne \" & MATCH(tableFévrier[[#This Row],[Fusion]],tableOctobre[Fusion],0)+1,\"Non trouvé\")","v":"Non trouvé"},null,394,null,394]
["BAT13","LOCAL PLOMBERIE","U_CURA010362","Controle éclairage sécurité","MPC","AR","U235BATU","10U","11 883,00","3000-01-01",0,1,0,null,null,"BIOMED_ULIS",{"$error":"#NAME?"},{"$f":"IFERROR(\"Oui, à la ligne \" & MATCH(tableFévrier[[#This Row],[Fusion]],tableOctobre[Fusion],0)+1,\"Non trouvé\")","v":"Non trouvé"},null,395,null,395]
["EXRF08CIR1","Circuit n°1 fluide frigo.(HCF) pour GW9","U_CURA010365","Defaut  pression huile.","MC","AR","U222RF","10U","11 887,00","3000-01-01",0,1,0,null,null,"BIOMED_ULIS",{"$error":"#NAME?"},{"$f":"IFERROR(\"Oui, à la ligne \" & MATCH(tableFévrier[[#This Row],[Fusion]],tableOctobre[Fusion],0)+1,\"Non trouvé\")","v":"Non trouvé"},null,396,null,396]
["NETTOYAGEFILTRES","Nettoyage préfiltres différents caissons","U_CLIM000120","Nettoyage préfiltres climatisation","MPS","DEF","U222","10U","28 710,00","3000-01-01",0,1,0,null,null,"BIOMED_ULIS",{"$error":"#NAME?"},{"$f":"IFERROR(\"Oui, à la ligne \" & MATCH(tableFévrier[[#This Row],[Fusion]],tableOctobre[Fusion],0)+1,\"Non trouvé\")","v":"Non trouvé"},null,397,null,397]
["BAT08RC70","Atelier UF albumine","U_CURA010373","Boucher et étanchéifier passage tuyauter","AME","DEF","U200BATP","11U",null,"3000-01-01",0,1,0,null,null,"BIOMED_ULIS",{"$error":"#NAME?"},{"$f":"IFERROR(\"Oui, à la ligne \" & MATCH(tableFévrier[[#This Row],[Fusion]],tableOctobre[Fusion],0)+1,\"Non trouvé\")","v":"Non trouvé"},null,398,null,398]
["WFISBD103","Ss boucle PPI centrale pesée/prépa M.S.","U_PROC000004","Maintenance annuelle s/boucle WFI","MPS","DEF","U236WFI","11U","604 214,00","2024-07-13",3,1,0,52,1,"BIOMED_ULIS",{"$error":"#NAME?"},{"$f":"IFERROR(\"Oui, à la ligne \" & MATCH(tableFévrier[[#This Row],[Fusion]],tableOctobre[Fusion],0)+1,\"Non trouvé\")","v":"Non trouvé"},null,399,null,399]
["WFISBD106","Ss boucle PPI uf albumine 8RC45/46/70/76","U_PROC000004","Maintenance annuelle s/boucle WFI","MPS","DEF","U236WFI","11U","619 271,00","2024-12-14",3,1,0,52,1,"BIOMED_ULIS",{"$error":"#NAME?"},{"$f":"IFERROR(\"Oui, à la ligne \" & MATCH(tableFévrier[[#This Row],[Fusion]],tableOctobre[Fusion],0)+1,\"Non trouvé\")","v":"Non trouvé"},null,400,null,400]
["WFISBD202","Sous boucle Eau PPI Réacteurs GAMMA","U_PROC000004","Maintenance annuelle s/boucle WFI","MPS","DEF","U236WFI","11U","619 272,00","2024-12-14",3,1,0,52,1,"BIOMED_ULIS",{"$error":"#NAME?"},{"$f":"IFERROR(\"Oui, à la ligne \" & MATCH(tableFévrier[[#This Row],[Fusion]],tableOctobre[Fusion],0)+1,\"Non trouvé\")","v":"Non trouvé"},null,401,null,401]
["WFISBD203","Sous boucle eau ppi filtre press T IV","U_PROC000004","Maintenance annuelle s/boucle WFI","MPS","DEF","U236WFI","11U","619 290,00","2024-12-18",3,1,0,365,0,"BIOMED_ULIS",{"$error":"#NAME?"},{"$f":"IFERROR(\"Oui, à la ligne \" & MATCH(tableFévrier[[#This Row],[Fusion]],tableOctobre[Fusion],0)+1,\"Non trouvé\")","v":"Non trouvé"},null,402,null,402]
["WFISBD204","Sous boucle Eau PPI Ateliers GAMMA","U_PROC000004","Maintenance annuelle s/boucle WFI","MPS","DEF","U236WFI","11U","572 888,00","2023-12-20",3,1,0,365,0,"BIOMED_ULIS",{"$error":"#NAME?"},{"$f":"IFERROR(\"Oui, à la ligne \" & MATCH(tableFévrier[[#This Row],[Fusion]],tableOctobre[Fusion],0)+1,\"Non trouvé\")","v":"Non trouvé"},null,403,null,403]
["BAT02","Bâtiment 2","U_CURA010702","Reproduction clef pièce 2RC211","CON","DEF","S244","13U",null,"3000-01-01",0,1,0,null,null,"BIOMED_ULIS",{"$error":"#NAME?"},{"$f":"IFERROR(\"Oui, à la ligne \" & MATCH(tableFévrier[[#This Row],[Fusion]],tableOctobre[Fusion],0)+1,\"Non trouvé\")","v":"Non trouvé"},null,404,null,404]
["BAT09","Bâtiment 9 restaurant salle de réunion","U_CURA010771","Monte charge en panne","MC","DEF","S244","13U",null,"3000-01-01",0,1,0,null,null,"BIOMED_ULIS",{"$error":"#NAME?"},{"$f":"IFERROR(\"Oui, à la ligne \" & MATCH(tableFévrier[[#This Row],[Fusion]],tableOctobre[Fusion],0)+1,\"Non trouvé\")","v":"Non trouvé"},null,405,null,405]
["EXRIMCONG06","Congélateur -80°C","U_CURA010778","Ttt","MPS","AR","U624UAP","AR",null,"3000-01-01",0,1,0,null,null,"BIOMED_ULIS",{"$error":"#NAME?"},{"$f":"IFERROR(\"Oui, à la ligne \" & MATCH(tableFévrier[[#This Row],[Fusion]],tableOctobre[Fusion],0)+1,\"Non trouvé\")","v":"Non trouvé"},null,406,null,406]
["SW1SWU01","Adoucisseur duplex réseau b1 à b8","U_EAUX000033","Remplissage bac à sel","CON","DEF","U222W","10U","25 102,00","3000-01-01",0,1,0,null,null,"BIOMED_ULIS",{"$error":"#NAME?"},{"$f":"IFERROR(\"Oui, à la ligne \" & MATCH(tableFévrier[[#This Row],[Fusion]],tableOctobre[Fusion],0)+1,\"Non trouvé\")","v":"Non trouvé"},null,407,null,407]
["SW3SWU01","Adoucisseur B12/13","U_EAUX000033","Remplissage bac à sel","CON","DEF","U222W","10U","23 621,00","3000-01-01",0,1,0,null,null,"BIOMED_ULIS",{"$error":"#NAME?"},{"$f":"IFERROR(\"Oui, à la ligne \" & MATCH(tableFévrier[[#This Row],[Fusion]],tableOctobre[Fusion],0)+1,\"Non trouvé\")","v":"Non trouvé"},null,408,null,408]
["SW4SWU01","Adoucisseur b9","U_EAUX000033","Remplissage bac à sel","CON","DEF","U222W","10U","23 622,00","3000-01-01",0,1,0,null,null,"BIOMED_ULIS",{"$error":"#NAME?"},{"$f":"IFERROR(\"Oui, à la ligne \" & MATCH(tableFévrier[[#This Row],[Fusion]],tableOctobre[Fusion],0)+1,\"Non trouvé\")","v":"Non trouvé"},null,409,null,409]
["BAT15","Bâtiment 15 poste de garde compacteur","U_CURA010884","Aménagement 12RC108 et 11","MPS","AR","S244","AR",null,"3000-01-01",0,1,0,null,null,"BIOMED_ULIS",{"$error":"#NAME?"},{"$f":"IFERROR(\"Oui, à la ligne \" & MATCH(tableFévrier[[#This Row],[Fusion]],tableOctobre[Fusion],0)+1,\"Non trouvé\")","v":"Non trouvé"},null,410,null,410]
["BAT03ASC05","Ascenseur B3","U_CONT000024","Visite réglementaire ascenseur/monte-charge","MPS","DEF","S244","13U","580 075,00","2024-03-27",3,1,0,52,1,"BIOMED_ULIS",{"$error":"#NAME?"},{"$f":"IFERROR(\"Oui, à la ligne \" & MATCH(tableFévrier[[#This Row],[Fusion]],tableOctobre[Fusion],0)+1,\"Non trouvé\")","v":"Non trouvé"},null,411,null,411]
["BAT01ASC02","Ascenseur duplex droit B1","U_CONT000024","Visite réglementaire ascenseur/monte-charge","MPS","DEF","U235BATU","13U","580 072,00","2024-03-27",3,1,0,52,1,"BIOMED_ULIS",{"$error":"#NAME?"},{"$f":"IFERROR(\"Oui, à la ligne \" & MATCH(tableFévrier[[#This Row],[Fusion]],tableOctobre[Fusion],0)+1,\"Non trouvé\")","v":"Non trouvé"},null,412,null,412]
["BAT01ASC01","Ascenseur duplex gauche B1","U_CONT000024","Visite réglementaire ascenseur/monte-charge","MPS","DEF","U235BATU","13U","580 071,00","2024-03-27",3,1,0,52,1,"BIOMED_ULIS",{"$error":"#NAME?"},{"$f":"IFERROR(\"Oui, à la ligne \" & MATCH(tableFévrier[[#This Row],[Fusion]],tableOctobre[Fusion],0)+1,\"Non trouvé\")","v":"Non trouvé"},null,413,null,413]
["BATAXASC10","Ascenseur magasin axe rue","U_CONT000024","Visite réglementaire ascenseur/monte-charge","MPS","DEF","U235BATU","13U","580 082,00","2024-03-27",3,1,0,52,1,"BIOMED_ULIS",{"$error":"#NAME?"},{"$f":"IFERROR(\"Oui, à la ligne \" & MATCH(tableFévrier[[#This Row],[Fusion]],tableOctobre[Fusion],0)+1,\"Non trouvé\")","v":"Non trouvé"},null,414,null,414]
["BAT08ASC06","Ascenseur monte charges aile nord B8","U_CONT000024","Visite réglementaire ascenseur/monte-charge","MPS","DEF","U235BATU","13U","580 076,00","2024-03-27",3,1,0,52,1,"BIOMED_ULIS",{"$error":"#NAME?"},{"$f":"IFERROR(\"Oui, à la ligne \" & MATCH(tableFévrier[[#This Row],[Fusion]],tableOctobre[Fusion],0)+1,\"Non trouvé\")","v":"Non trouvé"},null,415,null,415]
["BAT08ASC07","Ascenseur monte charges aile sud B8","U_CONT000024","Visite réglementaire ascenseur/monte-charge","MPS","DEF","U235BATU","13U","580 077,00","2024-03-27",3,1,0,52,1,"BIOMED_ULIS",{"$error":"#NAME?"},{"$f":"IFERROR(\"Oui, à la ligne \" & MATCH(tableFévrier[[#This Row],[Fusion]],tableOctobre[Fusion],0)+1,\"Non trouvé\")","v":"Non trouvé"},null,416,null,416]
["BAT01ASC04","Ascenseur monte charges droit B1","U_CONT000024","Visite réglementaire ascenseur/monte-charge","MPS","DEF","U235BATU","13U","580 074,00","2024-03-27",3,1,0,52,1,"BIOMED_ULIS",{"$error":"#NAME?"},{"$f":"IFERROR(\"Oui, à la ligne \" & MATCH(tableFévrier[[#This Row],[Fusion]],tableOctobre[Fusion],0)+1,\"Non trouvé\")","v":"Non trouvé"},null,417,null,417]
["BAT01ASC03","Ascenseur monte charges gauche B1","U_CONT000024","Visite réglementaire ascenseur/monte-charge","MPS","DEF","U235BATU","13U","580 073,00","2024-03-27",3,1,0,52,1,"BIOMED_ULIS",{"$error":"#NAME?"},{"$f":"IFERROR(\"Oui, à la ligne \" & MATCH(tableFévrier[[#This Row],[Fusion]],tableOctobre[Fusion],0)+1,\"Non trouvé\")","v":"Non trouvé"},null,418,null,418]
["BATAXASC09","Ascenseur services techniques axe rue","U_CONT000024","Visite réglementaire ascenseur/monte-charge","MPS","DEF","U235BATU","13U","580 081,00","2024-03-27",3,1,0,52,1,"BIOMED_ULIS",{"$error":"#NAME?"},{"$f":"IFERROR(\"Oui, à la ligne \" & MATCH(tableFévrier[[#This Row],[Fusion]],tableOctobre[Fusion],0)+1,\"Non trouvé\")","v":"Non trouvé"},null,419,null,419]
["BAT09ASC11","Ascenseur zone prope restaurant","U_CONT000024","Visite réglementaire ascenseur/monte-charge","MPS","DEF","U235BATU","13U","580 078,00","2024-03-27",3,1,0,52,1,"BIOMED_ULIS",{"$error":"#NAME?"},{"$f":"IFERROR(\"Oui, à la ligne \" & MATCH(tableFévrier[[#This Row],[Fusion]],tableOctobre[Fusion],0)+1,\"Non trouvé\")","v":"Non trouvé"},null,420,null,420]
["BAT09ASC12","Ascenseur zone sale restaurant","U_CONT000024","Visite réglementaire ascenseur/monte-charge","MPS","DEF","U235BATU","13U","580 079,00","2024-03-27",3,1,0,52,1,"BIOMED_ULIS",{"$error":"#NAME?"},{"$f":"IFERROR(\"Oui, à la ligne \" & MATCH(tableFévrier[[#This Row],[Fusion]],tableOctobre[Fusion],0)+1,\"Non trouvé\")","v":"Non trouvé"},null,421,null,421]
["GAMCMF01","Affich. enreg. débit entrée produit C21","U_METR000011","Vérification PERIODIQUE de débit","MPS","DEF","U441","11U","594 964,00","2024-04-11",3,1,0,52,1,"BIOMED_ULIS",{"$error":"#NAME?"},{"$f":"IFERROR(\"Oui, à la ligne \" & MATCH(tableFévrier[[#This Row],[Fusion]],tableOctobre[Fusion],0)+1,\"Non trouvé\")","v":"Non trouvé"},null,422,null,422]
["GAMCMF02","Affich. enreg. débit entrée produit C22","U_METR000011","Vérification PERIODIQUE de débit","MPS","DEF","U441","11U","594 965,00","2024-04-11",3,1,0,52,1,"BIOMED_ULIS",{"$error":"#NAME?"},{"$f":"IFERROR(\"Oui, à la ligne \" & MATCH(tableFévrier[[#This Row],[Fusion]],tableOctobre[Fusion],0)+1,\"Non trouvé\")","v":"Non trouvé"},null,423,null,423]
["ALBCMT13","Indication température alcool ALBR004","U_METR000012","Vérification PERIODIQUE température","MPS","DEF","U440","11U","616 634,00","2024-10-13",3,1,0,365,0,"BIOMED_ULIS",{"$error":"#NAME?"},{"$f":"IFERROR(\"Oui, à la ligne \" & MATCH(tableFévrier[[#This Row],[Fusion]],tableOctobre[Fusion],0)+1,\"Non trouvé\")","v":"Non trouvé"},null,424,null,424]
["ALBCMT14","Régulation température produit ALBR004","U_METR000012","Vérification PERIODIQUE température","MPS","DEF","U440","11U","616 635,00","2024-10-13",3,1,0,365,0,"BIOMED_ULIS",{"$error":"#NAME?"},{"$f":"IFERROR(\"Oui, à la ligne \" & MATCH(tableFévrier[[#This Row],[Fusion]],tableOctobre[Fusion],0)+1,\"Non trouvé\")","v":"Non trouvé"},null,425,null,425]
["ALBCMT16","Indication température alcool ALBR005","U_METR000012","Vérification PERIODIQUE température","MPS","DEF","U440","11U","616 737,00","2024-10-28",3,1,0,52,1,"BIOMED_ULIS",{"$error":"#NAME?"},{"$f":"IFERROR(\"Oui, à la ligne \" & MATCH(tableFévrier[[#This Row],[Fusion]],tableOctobre[Fusion],0)+1,\"Non trouvé\")","v":"Non trouvé"},null,426,null,426]
["ALBCMT17","Régulation température produit ALBR005","U_METR000012","Vérification PERIODIQUE température","MPS","DEF","U440","11U","616 738,00","2024-10-28",3,1,0,52,1,"BIOMED_ULIS",{"$error":"#NAME?"},{"$f":"IFERROR(\"Oui, à la ligne \" & MATCH(tableFévrier[[#This Row],[Fusion]],tableOctobre[Fusion],0)+1,\"Non trouvé\")","v":"Non trouvé"},null,427,null,427]
["ALBCMT19","Indication température alcool ALBR006","U_METR000012","Vérification PERIODIQUE température","MPS","DEF","U440","11U","616 687,00","2024-10-24",3,1,0,52,1,"BIOMED_ULIS",{"$error":"#NAME?"},{"$f":"IFERROR(\"Oui, à la ligne \" & MATCH(tableFévrier[[#This Row],[Fusion]],tableOctobre[Fusion],0)+1,\"Non trouvé\")","v":"Non trouvé"},null,428,null,428]
["ALBCMT20","Régulation température produit ALBR006","U_METR000012","Vérification PERIODIQUE température","MPS","DEF","U440","11U","616 688,00","2024-10-24",3,1,0,52,1,"BIOMED_ULIS",{"$error":"#NAME?"},{"$f":"IFERROR(\"Oui, à la ligne \" & MATCH(tableFévrier[[#This Row],[Fusion]],tableOctobre[Fusion],0)+1,\"Non trouvé\")","v":"Non trouvé"},null,429,null,429]
["ALBCMW06","Indication de poids ALBR005","U_METR000013","Vérification PERIODIQUE mesure pesage","MPS","METR","U440","11U","616 739,00","2024-10-28",3,1,0,52,1,"BIOMED_ULIS",{"$error":"#NAME?"},{"$f":"IFERROR(\"Oui, à la ligne \" & MATCH(tableFévrier[[#This Row],[Fusion]],tableOctobre[Fusion],0)+1,\"Non trouvé\")","v":"Non trouvé"},null,430]
["ALBCMW07","Indication de poids ALBR006","U_METR000013","Vérification PERIODIQUE mesure pesage","MPS","METR","U440","11U","621 479,00","2024-04-25",3,1,0,13,1,"BIOMED_ULIS",{"$error":"#NAME?"},{"$f":"IFERROR(\"Oui, à la ligne \" & MATCH(tableFévrier[[#This Row],[Fusion]],tableOctobre[Fusion],0)+1,\"Non trouvé\")","v":"Non trouvé"},null,431]
["ALBCMS05","Régulation vitesse agitateur ALBR005","U_METR000014","Vérification PERIODIQUE mesure vitesse","MPS","DEF","U440","11U","616 736,00","2024-10-28",3,1,0,52,1,"BIOMED_ULIS",{"$error":"#NAME?"},{"$f":"IFERROR(\"Oui, à la ligne \" & MATCH(tableFévrier[[#This Row],[Fusion]],tableOctobre[Fusion],0)+1,\"Non trouvé\")","v":"Non trouvé"},null,432,null,432]
["ALBCMS06","Régulation vitesse agitateur ALBR006","U_METR000014","Vérification PERIODIQUE mesure vitesse","MPS","DEF","U440","11U","618 127,00","2024-10-31",3,1,0,52,1,"BIOMED_ULIS",{"$error":"#NAME?"},{"$f":"IFERROR(\"Oui, à la ligne \" & MATCH(tableFévrier[[#This Row],[Fusion]],tableOctobre[Fusion],0)+1,\"Non trouvé\")","v":"Non trouvé"},null,433,null,433]
["ALBCMT02","Affichage température sortie canal UF","U_METR000012","Vérification PERIODIQUE température","MPS","DEF","U440","11U","603 820,00","2024-07-29",3,1,0,365,0,"BIOMED_ULIS",{"$error":"#NAME?"},{"$f":"IFERROR(\"Oui, à la ligne \" & MATCH(tableFévrier[[#This Row],[Fusion]],tableOctobre[Fusion],0)+1,\"Non trouvé\")","v":"Non trouvé"},null,434,null,434]
["ALBCMP03","Affichage pression canal UF","U_METR000015","Vérification PERIODIQUE pression","MPS","DEF","U440","11U","603 782,00","2024-07-28",3,1,0,365,0,"BIOMED_ULIS",{"$error":"#NAME?"},{"$f":"IFERROR(\"Oui, à la ligne \" & MATCH(tableFévrier[[#This Row],[Fusion]],tableOctobre[Fusion],0)+1,\"Non trouvé\")","v":"Non trouvé"},null,435,null,435]
["GAMCMT04","Indication température alcool GAMR008","U_METR000012","Vérification PERIODIQUE température","MPS","DEF","U441","11U","594 916,00","2024-04-08",3,1,0,365,0,"BIOMED_ULIS",{"$error":"#NAME?"},{"$f":"IFERROR(\"Oui, à la ligne \" & MATCH(tableFévrier[[#This Row],[Fusion]],tableOctobre[Fusion],0)+1,\"Non trouvé\")","v":"Non trouvé"},null,436,null,436]
["GAMCMT05","Régulation température produit GAMR008","U_METR000012","Vérification PERIODIQUE température","MPS","DEF","U441","11U","594 917,00","2024-04-08",3,1,0,365,0,"BIOMED_ULIS",{"$error":"#NAME?"},{"$f":"IFERROR(\"Oui, à la ligne \" & MATCH(tableFévrier[[#This Row],[Fusion]],tableOctobre[Fusion],0)+1,\"Non trouvé\")","v":"Non trouvé"},null,437,null,437]
["GAMCMT07","Indication température alcool GAMR009","U_METR000012","Vérification PERIODIQUE température","MPS","DEF","U441","11U","594 918,00","2024-04-08",3,1,0,365,0,"BIOMED_ULIS",{"$error":"#NAME?"},{"$f":"IFERROR(\"Oui, à la ligne \" & MATCH(tableFévrier[[#This Row],[Fusion]],tableOctobre[Fusion],0)+1,\"Non trouvé\")","v":"Non trouvé"},null,438,null,438]
["GAMCMT08","Régulation température produit GAMR009","U_METR000012","Vérification PERIODIQUE température","MPS","DEF","U441","11U","594 919,00","2024-04-08",3,1,0,365,0,"BIOMED_ULIS",{"$error":"#NAME?"},{"$f":"IFERROR(\"Oui, à la ligne \" & MATCH(tableFévrier[[#This Row],[Fusion]],tableOctobre[Fusion],0)+1,\"Non trouvé\")","v":"Non trouvé"},null,439,null,439]
["GAMCMT10","Indication température alcool GAMR010","U_METR000012","Vérification PERIODIQUE température","MPS","DEF","U441","11U","598 277,00","2024-05-18",3,1,0,365,0,"BIOMED_ULIS",{"$error":"#NAME?"},{"$f":"IFERROR(\"Oui, à la ligne \" & MATCH(tableFévrier[[#This Row],[Fusion]],tableOctobre[Fusion],0)+1,\"Non trouvé\")","v":"Non trouvé"},null,440,null,440]
["GAMCMT11","Régulation température produit GAMR010","U_METR000012","Vérification PERIODIQUE température","MPS","DEF","U441","11U","598 278,00","2024-05-18",3,1,0,365,0,"BIOMED_ULIS",{"$error":"#NAME?"},{"$f":"IFERROR(\"Oui, à la ligne \" & MATCH(tableFévrier[[#This Row],[Fusion]],tableOctobre[Fusion],0)+1,\"Non trouvé\")","v":"Non trouvé"},null,441,null,441]
["GAMCMW02","Indication de poids GAMR008","U_METR000013","Vérification PERIODIQUE mesure pesage","MPS","METR","U441","11U","594 920,00","2024-04-08",3,1,0,365,0,"BIOMED_ULIS",{"$error":"#NAME?"},{"$f":"IFERROR(\"Oui, à la ligne \" & MATCH(tableFévrier[[#This Row],[Fusion]],tableOctobre[Fusion],0)+1,\"Non trouvé\")","v":"Non trouvé"},null,442]
["GAMCMW03","Indication de poids GAMR009","U_METR000013","Vérification PERIODIQUE mesure pesage","MPS","METR","U441","11U","594 921,00","2024-04-08",3,1,0,365,0,"BIOMED_ULIS",{"$error":"#NAME?"},{"$f":"IFERROR(\"Oui, à la ligne \" & MATCH(tableFévrier[[#This Row],[Fusion]],tableOctobre[Fusion],0)+1,\"Non trouvé\")","v":"Non trouvé"},null,443]
["GAMCMW04","Indication de poids GAMR010","U_METR000013","Vérification PERIODIQUE mesure pesage","MPS","METR","U441","11U","598 279,00","2024-05-18",3,1,0,365,0,"BIOMED_ULIS",{"$error":"#NAME?"},{"$f":"IFERROR(\"Oui, à la ligne \" & MATCH(tableFévrier[[#This Row],[Fusion]],tableOctobre[Fusion],0)+1,\"Non trouvé\")","v":"Non trouvé"},null,444]
["GAMCMS02","Régulation vitesse agitateur GAMR008","U_METR000014","Vérification PERIODIQUE mesure vitesse","MPS","DEF","U441","11U","594 914,00","2024-04-08",3,1,0,365,0,"BIOMED_ULIS",{"$error":"#NAME?"},{"$f":"IFERROR(\"Oui, à la ligne \" & MATCH(tableFévrier[[#This Row],[Fusion]],tableOctobre[Fusion],0)+1,\"Non trouvé\")","v":"Non trouvé"},null,445,null,445]
["GAMCMS03","Régulation vitesse agitateur GAMR009","U_METR000014","Vérification PERIODIQUE mesure vitesse","MPS","DEF","U441","11U","594 915,00","2024-04-08",3,1,0,365,0,"BIOMED_ULIS",{"$error":"#NAME?"},{"$f":"IFERROR(\"Oui, à la ligne \" & MATCH(tableFévrier[[#This Row],[Fusion]],tableOctobre[Fusion],0)+1,\"Non trouvé\")","v":"Non trouvé"},null,446,null,446]
["GAMCMS04","Régulation vitesse agitateur GAMR010","U_METR000014","Vérification PERIODIQUE mesure vitesse","MPS","DEF","U441","11U","598 276,00","2024-05-18",3,1,0,365,0,"BIOMED_ULIS",{"$error":"#NAME?"},{"$f":"IFERROR(\"Oui, à la ligne \" & MATCH(tableFévrier[[#This Row],[Fusion]],tableOctobre[Fusion],0)+1,\"Non trouvé\")","v":"Non trouvé"},null,447,null,447]
["ISST10","Purgeur ISBD02 (8SS15)","U_CHAU000011","Vérification annuelle des purgeurs","MPS","DEF","U222IS","11U","594 873,00","2024-04-06",3,21,1,365,0,"BIOMED_ULIS",{"$error":"#NAME?"},{"$f":"IFERROR(\"Oui, à la ligne \" & MATCH(tableFévrier[[#This Row],[Fusion]],tableOctobre[Fusion],0)+1,\"Non trouvé\")","v":"Non trouvé"},null,448,null,448]
["ISST30","Purgeur nourrice distribution vap. indus","U_CHAU000011","Vérification annuelle des purgeurs","MPS","DEF","U222IS","11U","594 874,00","2024-04-06",3,21,1,365,0,"BIOMED_ULIS",{"$error":"#NAME?"},{"$f":"IFERROR(\"Oui, à la ligne \" & MATCH(tableFévrier[[#This Row],[Fusion]],tableOctobre[Fusion],0)+1,\"Non trouvé\")","v":"Non trouvé"},null,449,null,449]
["EXBCHCMW610","Balance Mettler 101g/0,1mg","U_METR000001","Vérif. PERIODIQUE balance 0/30 Kg max.","MPS","DEF","U624UAP","22U","542 006,00","2049-03-16",3,1,0,52,1,"BIOMED_ULIS",{"$f":"_xlfn.TEXTJOIN(\"\",TRUE,A450:D450,H450,N450)","v":{"$error":"#NAME?"}},{"$f":"IFERROR(\"Oui, à la ligne \" & MATCH(tableFévrier[[#This Row],[Fusion]],tableOctobre[Fusion],0)+1,\"Non trouvé\")","v":"Non trouvé"},null,450,null,450]
["EXPLAKAR01","Nettoyeur H.P. laverie décongélation","U_CURA011427","Maintenance préventive","MPS","AR","U410","11U",null,"3000-01-01",0,1,0,null,null,"BIOMED_ULIS",{"$error":"#NAME?"},{"$f":"IFERROR(\"Oui, à la ligne \" & MATCH(tableFévrier[[#This Row],[Fusion]],tableOctobre[Fusion],0)+1,\"Non trouvé\")","v":"Non trouvé"},null,451,null,451]
["GAMC21","Centrifugeuse n°1 gamma","U_CONT000026","Vérif. réglementaire machines","MPS","DEF","U441","15U","560 323,00","2023-07-16",3,60,0,52,1,"BIOMED_ULIS",{"$error":"#NAME?"},{"$f":"IFERROR(\"Oui, à la ligne \" & MATCH(tableFévrier[[#This Row],[Fusion]],tableOctobre[Fusion],0)+1,\"Non trouvé\")","v":"Non trouvé"},null,452,null,452]
["GAMC22","Centrifugeuse n°2 gamma","U_CONT000026","Vérif. réglementaire machines","MPS","DEF","U441","15U","560 324,00","2023-07-16",3,60,0,52,1,"BIOMED_ULIS",{"$error":"#NAME?"},{"$f":"IFERROR(\"Oui, à la ligne \" & MATCH(tableFévrier[[#This Row],[Fusion]],tableOctobre[Fusion],0)+1,\"Non trouvé\")","v":"Non trouvé"},null,453,null,453]
["BAT11MGG","Bâtiment 11 partie magasin général","U_CURA011454","Remise en état grillage portillon B11","MC","DEF","U235BATU","13U",null,"3000-01-01",0,1,0,null,null,"BIOMED_ULIS",{"$error":"#NAME?"},{"$f":"IFERROR(\"Oui, à la ligne \" & MATCH(tableFévrier[[#This Row],[Fusion]],tableOctobre[Fusion],0)+1,\"Non trouvé\")","v":"Non trouvé"},null,454,null,454]
["WFICMT14","Régulation temp. départ WFISBD103 (GW0)","U_METR000012","Vérification PERIODIQUE température","MPS","DEF","U236WFI","11U","604 105,00","2024-07-03",3,1,0,52,1,"BIOMED_ULIS",{"$error":"#NAME?"},{"$f":"IFERROR(\"Oui, à la ligne \" & MATCH(tableFévrier[[#This Row],[Fusion]],tableOctobre[Fusion],0)+1,\"Non trouvé\")","v":"Non trouvé"},null,455,null,455]
["WFICMT01","Régulation temp. WFISBD101 (GW5)","U_METR000012","Vérification PERIODIQUE température","MPS","DEF","U236WFI","11U","619 144,00","2024-12-06",3,1,0,52,1,"BIOMED_ULIS",{"$error":"#NAME?"},{"$f":"IFERROR(\"Oui, à la ligne \" & MATCH(tableFévrier[[#This Row],[Fusion]],tableOctobre[Fusion],0)+1,\"Non trouvé\")","v":"Non trouvé"},null,456,null,456]
["WFICMT15","Contrôle température retour WFISBD103","U_METR000012","Vérification PERIODIQUE température","MPS","DEF","U236WFI","11U","604 109,00","2024-07-04",3,1,0,52,1,"BIOMED_ULIS",{"$error":"#NAME?"},{"$f":"IFERROR(\"Oui, à la ligne \" & MATCH(tableFévrier[[#This Row],[Fusion]],tableOctobre[Fusion],0)+1,\"Non trouvé\")","v":"Non trouvé"},null,457,null,457]
["WFICMP05","Affichage pression départ  WFISBD103","U_METR000015","Vérification PERIODIQUE pression","MPS","DEF","U236WFI","11U","604 097,00","2024-07-02",3,1,0,52,1,"BIOMED_ULIS",{"$error":"#NAME?"},{"$f":"IFERROR(\"Oui, à la ligne \" & MATCH(tableFévrier[[#This Row],[Fusion]],tableOctobre[Fusion],0)+1,\"Non trouvé\")","v":"Non trouvé"},null,458,null,458]
["EXGW0CMP04","Indic pression calo GW0 de WFISBD103","U_METR000015","Vérification PERIODIQUE pression","MPS","DEF","U222GW","11U","558 812,00","2024-07-09",3,1,0,104,1,"BIOMED_ULIS",{"$error":"#NAME?"},{"$f":"IFERROR(\"Oui, à la ligne \" & MATCH(tableFévrier[[#This Row],[Fusion]],tableOctobre[Fusion],0)+1,\"Non trouvé\")","v":"Non trouvé"},null,459,null,459]
["WFICMC05","Affichage conductivité de WFISBD103","U_METR000018","Vérif. PERIODIQUE mesure conductivité circuit","MPS","DEF","U236WFI","11U","604 104,00","2024-07-03",3,1,0,52,1,"BIOMED_ULIS",{"$error":"#NAME?"},{"$f":"IFERROR(\"Oui, à la ligne \" & MATCH(tableFévrier[[#This Row],[Fusion]],tableOctobre[Fusion],0)+1,\"Non trouvé\")","v":"Non trouvé"},null,460,null,460]
["WFICMT02","Régulation temp. départ WFISBD101 (GW0)","U_METR000012","Vérification PERIODIQUE température","MPS","DEF","U236WFI","11U","619 145,00","2024-12-06",3,1,0,52,1,"BIOMED_ULIS",{"$error":"#NAME?"},{"$f":"IFERROR(\"Oui, à la ligne \" & MATCH(tableFévrier[[#This Row],[Fusion]],tableOctobre[Fusion],0)+1,\"Non trouvé\")","v":"Non trouvé"},null,461,null,461]
["WFICMT03","Affichage température retour WFISBD101","U_METR000012","Vérification PERIODIQUE température","MPS","DEF","U236WFI","11U","619 146,00","2024-12-06",3,1,0,52,1,"BIOMED_ULIS",{"$error":"#NAME?"},{"$f":"IFERROR(\"Oui, à la ligne \" & MATCH(tableFévrier[[#This Row],[Fusion]],tableOctobre[Fusion],0)+1,\"Non trouvé\")","v":"Non trouvé"},null,462,null,462]
["WFICMT05","Enregistr. temp. départ WFISBD106 (GW0)","U_METR000012","Vérification PERIODIQUE température","MPS","DEF","U236WFI","11U","619 281,00","2024-12-16",3,1,0,52,1,"BIOMED_ULIS",{"$error":"#NAME?"},{"$f":"IFERROR(\"Oui, à la ligne \" & MATCH(tableFévrier[[#This Row],[Fusion]],tableOctobre[Fusion],0)+1,\"Non trouvé\")","v":"Non trouvé"},null,463,null,463]
["WFICMT07","Affichage temp. retour WFISBD106","U_METR000012","Vérification PERIODIQUE température","MPS","DEF","U236WFI","11U","619 282,00","2024-12-16",3,1,0,52,1,"BIOMED_ULIS",{"$error":"#NAME?"},{"$f":"IFERROR(\"Oui, à la ligne \" & MATCH(tableFévrier[[#This Row],[Fusion]],tableOctobre[Fusion],0)+1,\"Non trouvé\")","v":"Non trouvé"},null,464,null,464]
["WFICMT11","Régul + alar temp départ WFISBD207 (GW0)","U_METR000012","Vérification PERIODIQUE température","MPS","DEF","U236WFI","11U","619 130,00","2024-12-04",3,1,0,52,1,"BIOMED_ULIS",{"$error":"#NAME?"},{"$f":"IFERROR(\"Oui, à la ligne \" & MATCH(tableFévrier[[#This Row],[Fusion]],tableOctobre[Fusion],0)+1,\"Non trouvé\")","v":"Non trouvé"},null,465,null,465]
["WFICMT12","Affichage température retour WFISBD207","U_METR000012","Vérification PERIODIQUE température","MPS","DEF","U236WFI","11U","619 283,00","2024-12-16",3,1,0,52,1,"BIOMED_ULIS",{"$error":"#NAME?"},{"$f":"IFERROR(\"Oui, à la ligne \" & MATCH(tableFévrier[[#This Row],[Fusion]],tableOctobre[Fusion],0)+1,\"Non trouvé\")","v":"Non trouvé"},null,466,null,466]
["WFICMT16","Régul° de Temp. SBD202 en Sortie de HEX52","U_METR000012","Vérification PERIODIQUE température","MPS","DEF","U236WFI","11U","619 265,00","2024-12-14",3,1,0,52,1,"BIOMED_ULIS",{"$error":"#NAME?"},{"$f":"IFERROR(\"Oui, à la ligne \" & MATCH(tableFévrier[[#This Row],[Fusion]],tableOctobre[Fusion],0)+1,\"Non trouvé\")","v":"Non trouvé"},null,467,null,467]
["WFICMT17","Contrôle Temp. Retour SBD202","U_METR000012","Vérification PERIODIQUE température","MPS","DEF","U236WFI","11U","619 266,00","2024-12-14",3,1,0,52,1,"BIOMED_ULIS",{"$error":"#NAME?"},{"$f":"IFERROR(\"Oui, à la ligne \" & MATCH(tableFévrier[[#This Row],[Fusion]],tableOctobre[Fusion],0)+1,\"Non trouvé\")","v":"Non trouvé"},null,468,null,468]
["WFICMT19","Régul° de Temp. SBD204 en Sortie de HEX56","U_METR000012","Vérification PERIODIQUE température","MPS","DEF","U236WFI","11U","619 267,00","2024-12-14",3,1,0,52,1,"BIOMED_ULIS",{"$error":"#NAME?"},{"$f":"IFERROR(\"Oui, à la ligne \" & MATCH(tableFévrier[[#This Row],[Fusion]],tableOctobre[Fusion],0)+1,\"Non trouvé\")","v":"Non trouvé"},null,469,null,469]
["WFICMC01","Affichage conductivité WFISBD101","U_METR000018","Vérif. PERIODIQUE mesure conductivité circuit","MPS","DEF","U236WFI","11U","619 141,00","2024-12-06",3,1,0,52,1,"BIOMED_ULIS",{"$error":"#NAME?"},{"$f":"IFERROR(\"Oui, à la ligne \" & MATCH(tableFévrier[[#This Row],[Fusion]],tableOctobre[Fusion],0)+1,\"Non trouvé\")","v":"Non trouvé"},null,470,null,470]
["WFICMC02","Affichage conductivité WFISBD106","U_METR000018","Vérif. PERIODIQUE mesure conductivité circuit","MPS","DEF","U236WFI","11U","619 157,00","2024-12-07",3,1,0,52,1,"BIOMED_ULIS",{"$error":"#NAME?"},{"$f":"IFERROR(\"Oui, à la ligne \" & MATCH(tableFévrier[[#This Row],[Fusion]],tableOctobre[Fusion],0)+1,\"Non trouvé\")","v":"Non trouvé"},null,471,null,471]
["WFICMC04","Affichage conductivité WFISBD207","U_METR000018","Vérif. PERIODIQUE mesure conductivité circuit","MPS","DEF","U236WFI","11U","619 127,00","2024-12-04",3,1,0,52,1,"BIOMED_ULIS",{"$error":"#NAME?"},{"$f":"IFERROR(\"Oui, à la ligne \" & MATCH(tableFévrier[[#This Row],[Fusion]],tableOctobre[Fusion],0)+1,\"Non trouvé\")","v":"Non trouvé"},null,472,null,472]
["WFICMC07","Affichage Conductivité de SBD202","U_METR000018","Vérif. PERIODIQUE mesure conductivité circuit","MPS","DEF","U236WFI","11U","619 251,00","2024-12-14",3,1,0,52,1,"BIOMED_ULIS",{"$error":"#NAME?"},{"$f":"IFERROR(\"Oui, à la ligne \" & MATCH(tableFévrier[[#This Row],[Fusion]],tableOctobre[Fusion],0)+1,\"Non trouvé\")","v":"Non trouvé"},null,473,null,473]
["WFICMC09","Affichage Conductivité de SBD204","U_METR000018","Vérif. PERIODIQUE mesure conductivité circuit","MPS","DEF","U236WFI","11U","619 252,00","2024-12-14",3,1,0,52,1,"BIOMED_ULIS",{"$error":"#NAME?"},{"$f":"IFERROR(\"Oui, à la ligne \" & MATCH(tableFévrier[[#This Row],[Fusion]],tableOctobre[Fusion],0)+1,\"Non trouvé\")","v":"Non trouvé"},null,474,null,474]
["WFICMP01","Affichage pression départ  WFISBD101","U_METR000015","Vérification PERIODIQUE pression","MPS","DEF","U236WFI","11U","619 142,00","2024-12-06",3,1,0,52,1,"BIOMED_ULIS",{"$error":"#NAME?"},{"$f":"IFERROR(\"Oui, à la ligne \" & MATCH(tableFévrier[[#This Row],[Fusion]],tableOctobre[Fusion],0)+1,\"Non trouvé\")","v":"Non trouvé"},null,475,null,475]
["WFICMP02","Affichage pression départ  WFISBD106","U_METR000015","Vérification PERIODIQUE pression","MPS","DEF","U236WFI","11U","619 277,00","2024-12-16",3,1,0,52,1,"BIOMED_ULIS",{"$error":"#NAME?"},{"$f":"IFERROR(\"Oui, à la ligne \" & MATCH(tableFévrier[[#This Row],[Fusion]],tableOctobre[Fusion],0)+1,\"Non trouvé\")","v":"Non trouvé"},null,476,null,476]
["WFICMP04","Affi. pession départ  WFISBD207","U_METR000015","Vérification PERIODIQUE pression","MPS","DEF","U236WFI","11U","619 278,00","2024-12-16",3,1,0,52,1,"BIOMED_ULIS",{"$error":"#NAME?"},{"$f":"IFERROR(\"Oui, à la ligne \" & MATCH(tableFévrier[[#This Row],[Fusion]],tableOctobre[Fusion],0)+1,\"Non trouvé\")","v":"Non trouvé"},null,477,null,477]
["WFICMP07","Affichage Pression de Départ SBD202","U_METR000015","Vérification PERIODIQUE pression","MPS","DEF","U236WFI","11U","619 222,00","2024-12-13",3,1,0,52,1,"BIOMED_ULIS",{"$error":"#NAME?"},{"$f":"IFERROR(\"Oui, à la ligne \" & MATCH(tableFévrier[[#This Row],[Fusion]],tableOctobre[Fusion],0)+1,\"Non trouvé\")","v":"Non trouvé"},null,478,null,478]
["WFICMP09","Affichage Pression Départ SBD204","U_METR000015","Vérification PERIODIQUE pression","MPS","DEF","U236WFI","11U","619 223,00","2024-12-13",3,1,0,52,1,"BIOMED_ULIS",{"$error":"#NAME?"},{"$f":"IFERROR(\"Oui, à la ligne \" & MATCH(tableFévrier[[#This Row],[Fusion]],tableOctobre[Fusion],0)+1,\"Non trouvé\")","v":"Non trouvé"},null,479,null,479]
["GW0CMP01","Indic pression calo GW0 de WFISBD101","U_METR000015","Vérification PERIODIQUE pression","MPS","DEF","U222GW","11U","572 393,00","2024-12-02",3,1,0,104,1,"BIOMED_ULIS",{"$error":"#NAME?"},{"$f":"IFERROR(\"Oui, à la ligne \" & MATCH(tableFévrier[[#This Row],[Fusion]],tableOctobre[Fusion],0)+1,\"Non trouvé\")","v":"Non trouvé"},null,480,null,480]
["GW0CMP02","Indic pression calo GW0 de WFISBD106","U_METR000015","Vérification PERIODIQUE pression","MPS","DEF","U222GW","11U","572 524,00","2024-12-16",3,1,0,104,1,"BIOMED_ULIS",{"$error":"#NAME?"},{"$f":"IFERROR(\"Oui, à la ligne \" & MATCH(tableFévrier[[#This Row],[Fusion]],tableOctobre[Fusion],0)+1,\"Non trouvé\")","v":"Non trouvé"},null,481,null,481]
["GW0CMP03","Indic pression calo GW0 de WFISBD207","U_METR000015","Vérification PERIODIQUE pression","MPS","DEF","U222GW","11U","619 196,00","2025-12-11",3,1,0,104,1,"BIOMED_ULIS",{"$error":"#NAME?"},{"$f":"IFERROR(\"Oui, à la ligne \" & MATCH(tableFévrier[[#This Row],[Fusion]],tableOctobre[Fusion],0)+1,\"Non trouvé\")","v":"Non trouvé"},null,482,null,482]
["GW0CMP05","Indic pression calo GW0 de WFISBD202","U_METR000015","Vérification PERIODIQUE pression","MPS","DEF","U222GW","11U","572 525,00","2024-12-16",3,1,0,104,1,"BIOMED_ULIS",{"$error":"#NAME?"},{"$f":"IFERROR(\"Oui, à la ligne \" & MATCH(tableFévrier[[#This Row],[Fusion]],tableOctobre[Fusion],0)+1,\"Non trouvé\")","v":"Non trouvé"},null,483,null,483]
["GW0CMP06","Indic pression calo GW0 de WFISBD204","U_METR000015","Vérification PERIODIQUE pression","MPS","DEF","U222GW","11U","572 377,00","2024-11-28",3,1,0,104,1,"BIOMED_ULIS",{"$error":"#NAME?"},{"$f":"IFERROR(\"Oui, à la ligne \" & MATCH(tableFévrier[[#This Row],[Fusion]],tableOctobre[Fusion],0)+1,\"Non trouvé\")","v":"Non trouvé"},null,484,null,484]
["GW5CMP01","Indic pression calo GW5 de WFISBD101","U_METR000015","Vérification PERIODIQUE pression","MPS","DEF","U222GW","11U","572 427,00","2024-12-08",3,1,0,104,1,"BIOMED_ULIS",{"$error":"#NAME?"},{"$f":"IFERROR(\"Oui, à la ligne \" & MATCH(tableFévrier[[#This Row],[Fusion]],tableOctobre[Fusion],0)+1,\"Non trouvé\")","v":"Non trouvé"},null,485,null,485]
["GW5CMP02","Indic pression calo GW5 de WFISBD106","U_METR000015","Vérification PERIODIQUE pression","MPS","DEF","U222GW","11U","572 526,00","2024-12-16",3,1,0,104,1,"BIOMED_ULIS",{"$error":"#NAME?"},{"$f":"IFERROR(\"Oui, à la ligne \" & MATCH(tableFévrier[[#This Row],[Fusion]],tableOctobre[Fusion],0)+1,\"Non trouvé\")","v":"Non trouvé"},null,486,null,486]
["GW6CMP04","Indic pression calo GW6 de WFISBD207","U_METR000015","Vérification PERIODIQUE pression","MPS","DEF","U222GW","11U","619 197,00","2025-12-11",3,1,0,104,1,"BIOMED_ULIS",{"$error":"#NAME?"},{"$f":"IFERROR(\"Oui, à la ligne \" & MATCH(tableFévrier[[#This Row],[Fusion]],tableOctobre[Fusion],0)+1,\"Non trouvé\")","v":"Non trouvé"},null,487,null,487]
["GW6CMP05","Pression départ reseau GW6","U_METR000015","Vérification PERIODIQUE pression","MPS","DEF","U222GW","10U","612 497,00","2024-09-17",3,1,0,52,1,"BIOMED_ULIS",{"$error":"#NAME?"},{"$f":"IFERROR(\"Oui, à la ligne \" & MATCH(tableFévrier[[#This Row],[Fusion]],tableOctobre[Fusion],0)+1,\"Non trouvé\")","v":"Non trouvé"},null,488,null,488]
["GW6CMP06","Indic pression calo GW6 de  WFISBD202 Magelis","U_METR000015","Vérification PERIODIQUE pression","MPS","DEF","U222GW","11U","572 527,00","2024-12-16",3,1,0,104,1,"BIOMED_ULIS",{"$error":"#NAME?"},{"$f":"IFERROR(\"Oui, à la ligne \" & MATCH(tableFévrier[[#This Row],[Fusion]],tableOctobre[Fusion],0)+1,\"Non trouvé\")","v":"Non trouvé"},null,489,null,489]
["GW6CMP08","Indic pression calo GW6 de WFISBD204","U_METR000015","Vérification PERIODIQUE pression","MPS","DEF","U222GW","11U","572 378,00","2024-11-28",3,1,0,104,1,"BIOMED_ULIS",{"$error":"#NAME?"},{"$f":"IFERROR(\"Oui, à la ligne \" & MATCH(tableFévrier[[#This Row],[Fusion]],tableOctobre[Fusion],0)+1,\"Non trouvé\")","v":"Non trouvé"},null,490,null,490]
["EXPLANHP01","Nettoyeur haute pression laverie plasma","U_CURA011555","Achat et mise en service initiale","AME","AR","U440","11U","13 794,00","3000-01-01",0,1,0,null,null,"BIOMED_ULIS",{"$error":"#NAME?"},{"$f":"IFERROR(\"Oui, à la ligne \" & MATCH(tableFévrier[[#This Row],[Fusion]],tableOctobre[Fusion],0)+1,\"Non trouvé\")","v":"Non trouvé"},null,491,null,491]
["EXPLATRP02","Transpalette électrique n°2","U_CURA011672","Achat et mise en place initiale","AME","AR","U440LEV","11U","13 975,00","3000-01-01",0,1,0,null,null,"BIOMED_ULIS",{"$error":"#NAME?"},{"$f":"IFERROR(\"Oui, à la ligne \" & MATCH(tableFévrier[[#This Row],[Fusion]],tableOctobre[Fusion],0)+1,\"Non trouvé\")","v":"Non trouvé"},null,492,null,492]
["EXCAT01","Réservoir air comprimé supérieur 1","U_CONT000016","Visite réglementaire PRESSION GAZ","MPS","DEF","U222CA","15U","409 663,00","2021-03-09",3,30,0,160,1,"BIOMED_ULIS",{"$error":"#NAME?"},{"$f":"IFERROR(\"Oui, à la ligne \" & MATCH(tableFévrier[[#This Row],[Fusion]],tableOctobre[Fusion],0)+1,\"Non trouvé\")","v":"Non trouvé"},null,493,null,493]
["EXCAT02","Réservoir air comprimé inférieur 2","U_CONT000016","Visite réglementaire PRESSION GAZ","MPS","DEF","U222CA","15U","409 664,00","2021-03-09",3,30,0,160,1,"BIOMED_ULIS",{"$error":"#NAME?"},{"$f":"IFERROR(\"Oui, à la ligne \" & MATCH(tableFévrier[[#This Row],[Fusion]],tableOctobre[Fusion],0)+1,\"Non trouvé\")","v":"Non trouvé"},null,494,null,494]
["UDP1R01","Cuve 60 L thermostatée (lots pilotes)","U_CONT000016","Visite réglementaire PRESSION GAZ","MPS","REGL","U851","15U","600 338,00","2026-04-07",3,30,0,160,1,"BIOTECH_ULIS",{"$error":"#NAME?"},{"$f":"IFERROR(\"Oui, à la ligne \" & MATCH(tableFévrier[[#This Row],[Fusion]],tableOctobre[Fusion],0)+1,\"Non trouvé\")","v":"Non trouvé"},null,495,null,495]
["PLAT004","Cuve envoi plasma après prélèvement","U_CONT000013","Visite réglementaire pression/vapeur","MPS","DEF","U410","15U","76 352,00","3000-01-01",0,1,0,null,null,"BIOMED_ULIS",{"$error":"#NAME?"},{"$f":"IFERROR(\"Oui, à la ligne \" & MATCH(tableFévrier[[#This Row],[Fusion]],tableOctobre[Fusion],0)+1,\"Non trouvé\")","v":"Non trouvé"},null,496,null,496]
["PLAT003","Cuve envoi plasma après prélèvement","U_CONT000013","Visite réglementaire pression/vapeur","MPS","DEF","U410","15U","76 354,00","3000-01-01",0,1,0,null,null,"BIOMED_ULIS",{"$error":"#NAME?"},{"$f":"IFERROR(\"Oui, à la ligne \" & MATCH(tableFévrier[[#This Row],[Fusion]],tableOctobre[Fusion],0)+1,\"Non trouvé\")","v":"Non trouvé"},null,497,null,497]
["PLACMT13","Température produit PLACF02","U_METR000012","Vérification PERIODIQUE température","MPS","DEF","U410","11U","604 311,00","2024-07-29",3,1,0,365,0,"BIOMED_ULIS",{"$error":"#NAME?"},{"$f":"IFERROR(\"Oui, à la ligne \" & MATCH(tableFévrier[[#This Row],[Fusion]],tableOctobre[Fusion],0)+1,\"Non trouvé\")","v":"Non trouvé"},null,498,null,498]
["PWCMT01","Mesure T entrée UF PW (% MF38)","U_METR000012","Vérification PERIODIQUE température","MPS","DEF","U222PW","11U","559 993,00","3000-01-01",0,1,0,null,null,"BIOMED_ULIS",{"$error":"#NAME?"},{"$f":"IFERROR(\"Oui, à la ligne \" & MATCH(tableFévrier[[#This Row],[Fusion]],tableOctobre[Fusion],0)+1,\"Non trouvé\")","v":"Non trouvé"},null,499,null,499]
["PWCMT02","Mesure T° départ boucle distrib PW","U_METR000012","Vérification PERIODIQUE température","MPS","DEF","U222PW","11U","604 209,00","2024-07-13",3,1,0,52,1,"BIOMED_ULIS",{"$error":"#NAME?"},{"$f":"IFERROR(\"Oui, à la ligne \" & MATCH(tableFévrier[[#This Row],[Fusion]],tableOctobre[Fusion],0)+1,\"Non trouvé\")","v":"Non trouvé"},null,500,null,500]
["EXPWCMC01","Mesure conductivité sortie UF","U_METR000018","Vérif. PERIODIQUE mesure conductivité circuit","MPS","DEF","U222PW","11U","521 481,00","2022-07-16",3,1,0,52,1,"BIOMED_ULIS",{"$error":"#NAME?"},{"$f":"IFERROR(\"Oui, à la ligne \" & MATCH(tableFévrier[[#This Row],[Fusion]],tableOctobre[Fusion],0)+1,\"Non trouvé\")","v":"Non trouvé"},null,501,null,501]
["EXPWCMC04","Mesure conductivité sortie DUO n°1","U_METR000018","Vérif. PERIODIQUE mesure conductivité circuit","MPS","DEF","U222PW","11U","521 482,00","2022-07-16",3,1,0,52,1,"BIOMED_ULIS",{"$error":"#NAME?"},{"$f":"IFERROR(\"Oui, à la ligne \" & MATCH(tableFévrier[[#This Row],[Fusion]],tableOctobre[Fusion],0)+1,\"Non trouvé\")","v":"Non trouvé"},null,502,null,502]
["EXPWCMC05","Mesure conductivité sortie DUO n°2","U_METR000018","Vérif. PERIODIQUE mesure conductivité circuit","MPS","DEF","U222PW","11U","521 483,00","2022-07-16",3,1,0,52,1,"BIOMED_ULIS",{"$error":"#NAME?"},{"$f":"IFERROR(\"Oui, à la ligne \" & MATCH(tableFévrier[[#This Row],[Fusion]],tableOctobre[Fusion],0)+1,\"Non trouvé\")","v":"Non trouvé"},null,503,null,503]
["WFICMT24","Affichage temp. départ boucle 1","U_METR000012","Vérification PERIODIQUE température","MPS","DEF","U236WFI","11U","604 177,00","2024-07-12",3,1,0,365,0,"BIOMED_ULIS",{"$error":"#NAME?"},{"$f":"IFERROR(\"Oui, à la ligne \" & MATCH(tableFévrier[[#This Row],[Fusion]],tableOctobre[Fusion],0)+1,\"Non trouvé\")","v":"Non trouvé"},null,504,null,504]
["WFICMT25","Affich. temp. retour boucle eau ppi n°1","U_METR000012","Vérification PERIODIQUE température","MPS","DEF","U236WFI","11U","604 409,00","2024-07-29",3,1,0,365,0,"BIOMED_ULIS",{"$error":"#NAME?"},{"$f":"IFERROR(\"Oui, à la ligne \" & MATCH(tableFévrier[[#This Row],[Fusion]],tableOctobre[Fusion],0)+1,\"Non trouvé\")","v":"Non trouvé"},null,505,null,505]
["WFICMT27","Aff. temp. retour boucle eau ppi n°2","U_METR000012","Vérification PERIODIQUE température","MPS","DEF","U236WFI","11U","604 410,00","2024-07-29",3,1,0,365,0,"BIOMED_ULIS",{"$error":"#NAME?"},{"$f":"IFERROR(\"Oui, à la ligne \" & MATCH(tableFévrier[[#This Row],[Fusion]],tableOctobre[Fusion],0)+1,\"Non trouvé\")","v":"Non trouvé"},null,506,null,506]
["WFICMC14","Enreg. + affichage C départ boucle n°1","U_METR000018","Vérif. PERIODIQUE mesure conductivité circuit","MPS","DEF","U236WFI","11U","604 219,00","2024-07-14",3,1,0,52,1,"BIOMED_ULIS",{"$error":"#NAME?"},{"$f":"IFERROR(\"Oui, à la ligne \" & MATCH(tableFévrier[[#This Row],[Fusion]],tableOctobre[Fusion],0)+1,\"Non trouvé\")","v":"Non trouvé"},null,507,null,507]
["WFICMC15","Aff. Conduc. départ boucle eau ppi n°2","U_METR000018","Vérif. PERIODIQUE mesure conductivité circuit","MPS","DEF","U236WFI","11U","601 684,00","2024-06-14",3,1,0,52,1,"BIOMED_ULIS",{"$error":"#NAME?"},{"$f":"IFERROR(\"Oui, à la ligne \" & MATCH(tableFévrier[[#This Row],[Fusion]],tableOctobre[Fusion],0)+1,\"Non trouvé\")","v":"Non trouvé"},null,508,null,508]
["EXELETGBT11","TGBT magasin général","U_CURA011845","Maintenance Cellules HT","MPS","AR","U222ELE","10U",null,"3000-01-01",0,1,0,null,null,"BIOMED_ULIS",{"$error":"#NAME?"},{"$f":"IFERROR(\"Oui, à la ligne \" & MATCH(tableFévrier[[#This Row],[Fusion]],tableOctobre[Fusion],0)+1,\"Non trouvé\")","v":"Non trouvé"},null,509,null,509]
["PWCMT04","Mesure T° départ sous boucle R&D","U_METR000012","Vérification PERIODIQUE température","MPS","DEF","U222PW","11U","604 210,00","2024-07-13",3,1,0,52,1,"BIOMED_ULIS",{"$error":"#NAME?"},{"$f":"IFERROR(\"Oui, à la ligne \" & MATCH(tableFévrier[[#This Row],[Fusion]],tableOctobre[Fusion],0)+1,\"Non trouvé\")","v":"Non trouvé"},null,510,null,510]
["ELETGBT12","TGBT animalerie","U_CURA011978","Maintenance Cellules HT","MPC","AR","U222ELE","10U",null,"3000-01-01",0,1,0,null,null,"BIOMED_ULIS",{"$error":"#NAME?"},{"$f":"IFERROR(\"Oui, à la ligne \" & MATCH(tableFévrier[[#This Row],[Fusion]],tableOctobre[Fusion],0)+1,\"Non trouvé\")","v":"Non trouvé"},null,511,null,511]
["ELETGBT09","TGBT restaurant","U_CURA011979","Maintenance Cellules HT","MPC","AR","U222ELE","10U",null,"3000-01-01",0,1,0,null,null,"BIOMED_ULIS",{"$error":"#NAME?"},{"$f":"IFERROR(\"Oui, à la ligne \" & MATCH(tableFévrier[[#This Row],[Fusion]],tableOctobre[Fusion],0)+1,\"Non trouvé\")","v":"Non trouvé"},null,512,null,512]
["WFIBD01","Boucle n°1 distribution d'eau ppi","U_PROC000025","Sanitation boucle principale eau PPI","MPC","DEF","U236WFI","11U","613 668,00","3000-01-01",0,1,0,null,null,"BIOMED_ULIS",{"$error":"#NAME?"},{"$f":"IFERROR(\"Oui, à la ligne \" & MATCH(tableFévrier[[#This Row],[Fusion]],tableOctobre[Fusion],0)+1,\"Non trouvé\")","v":"Non trouvé"},null,513,null,513]
["WFIBD02","Boucle distribution eau ppi n°2","U_PROC000025","Sanitation boucle principale eau PPI","MPC","DEF","U236WFI","11U",null,"2020-12-27",0,1,0,null,null,"BIOMED_ULIS",{"$f":"_xlfn.TEXTJOIN(\"\",TRUE,A514:D514,H514,N514)","v":{"$error":"#NAME?"}},{"$f":"IFERROR(\"Oui, à la ligne \" & MATCH(tableFévrier[[#This Row],[Fusion]],tableOctobre[Fusion],0)+1,\"Non trouvé\")","v":"Non trouvé"},null,514,null,514]
["PLACMF01","Régulation débit entrée centri PLAC01","U_METR000011","Vérification PERIODIQUE de débit","MPS","DEF","U410","11U","604 092,00","2024-07-16",2,1,0,52,1,"BIOMED_ULIS",{"$error":"#NAME?"},{"$f":"IFERROR(\"Oui, à la ligne \" & MATCH(tableFévrier[[#This Row],[Fusion]],tableOctobre[Fusion],0)+1,\"Non trouvé\")","v":"Non trouvé"},null,515,null,515]
["PLACMF02","Régulation débit entrée centri PLAC02","U_METR000011","Vérification PERIODIQUE de débit","MPS","DEF","U410","11U","604 216,00","2024-07-14",3,1,0,52,1,"BIOMED_ULIS",{"$error":"#NAME?"},{"$f":"IFERROR(\"Oui, à la ligne \" & MATCH(tableFévrier[[#This Row],[Fusion]],tableOctobre[Fusion],0)+1,\"Non trouvé\")","v":"Non trouvé"},null,516,null,516]
["PLACMT35","Régulation température PLAT003 (GW77)","U_METR000012","Vérification PERIODIQUE température","MPS","DEF","U410","11U","571 490,00","2024-11-04",3,1,0,104,1,"BIOMED_ULIS",{"$error":"#NAME?"},{"$f":"IFERROR(\"Oui, à la ligne \" & MATCH(tableFévrier[[#This Row],[Fusion]],tableOctobre[Fusion],0)+1,\"Non trouvé\")","v":"Non trouvé"},null,517,null,517]
["PLACMT36","Régulation température PLAT004 (GW77)","U_METR000012","Vérification PERIODIQUE température","MPS","DEF","U410","11U","571 491,00","2024-11-04",3,1,0,104,1,"BIOMED_ULIS",{"$error":"#NAME?"},{"$f":"IFERROR(\"Oui, à la ligne \" & MATCH(tableFévrier[[#This Row],[Fusion]],tableOctobre[Fusion],0)+1,\"Non trouvé\")","v":"Non trouvé"},null,518,null,518]
["PLACMT24","Affichage temp prod sortie PLAC01/PLAUR02","U_METR000012","Vérification PERIODIQUE température","MPS","DEF","U410","11U","604 163,00","2024-07-11",3,1,0,52,1,"BIOMED_ULIS",{"$error":"#NAME?"},{"$f":"IFERROR(\"Oui, à la ligne \" & MATCH(tableFévrier[[#This Row],[Fusion]],tableOctobre[Fusion],0)+1,\"Non trouvé\")","v":"Non trouvé"},null,519]
["PLACMT25","Affigage Temp prod sortie PLAC02/PLAUR02","U_METR000012","Vérification PERIODIQUE température","MPS","DEF","U410","11U","604 164,00","2024-07-11",3,1,0,52,1,"BIOMED_ULIS",{"$error":"#NAME?"},{"$f":"IFERROR(\"Oui, à la ligne \" & MATCH(tableFévrier[[#This Row],[Fusion]],tableOctobre[Fusion],0)+1,\"Non trouvé\")","v":"Non trouvé"},null,520]
["DECMT01","Régulation calo éthanol de PLAC01","U_METR000012","Vérification PERIODIQUE température","MPS","DEF","U222GW","11U","547 663,00","2024-05-24",3,1,0,104,1,"BIOMED_ULIS",{"$error":"#NAME?"},{"$f":"IFERROR(\"Oui, à la ligne \" & MATCH(tableFévrier[[#This Row],[Fusion]],tableOctobre[Fusion],0)+1,\"Non trouvé\")","v":"Non trouvé"},null,521]
["DECMT02","Régulation calo éthanol de PLAC02","U_METR000012","Vérification PERIODIQUE température","MPS","DEF","U222GW","11U","547 664,00","2024-05-24",3,1,0,104,1,"BIOMED_ULIS",{"$error":"#NAME?"},{"$f":"IFERROR(\"Oui, à la ligne \" & MATCH(tableFévrier[[#This Row],[Fusion]],tableOctobre[Fusion],0)+1,\"Non trouvé\")","v":"Non trouvé"},null,522,null,522]
["PLACMP02","Régulation pression sortie centri PLAC01","U_METR000015","Vérification PERIODIQUE pression","MPS","DEF","U410","11U","598 289,00","2024-05-21",3,1,0,52,1,"BIOMED_ULIS",{"$error":"#NAME?"},{"$f":"IFERROR(\"Oui, à la ligne \" & MATCH(tableFévrier[[#This Row],[Fusion]],tableOctobre[Fusion],0)+1,\"Non trouvé\")","v":"Non trouvé"},null,523,null,523]
["PLACMP03","Régulation pression sortie centri PLAC02","U_METR000015","Vérification PERIODIQUE pression","MPS","DEF","U410","11U","598 290,00","2024-05-21",3,1,0,52,1,"BIOMED_ULIS",{"$error":"#NAME?"},{"$f":"IFERROR(\"Oui, à la ligne \" & MATCH(tableFévrier[[#This Row],[Fusion]],tableOctobre[Fusion],0)+1,\"Non trouvé\")","v":"Non trouvé"},null,524,null,524]
["PLACMT37","Affichage T° produit PLAT001","U_METR000012","Vérification PERIODIQUE température","MPS","DEF","U410","11U","619 379,00","2024-06-28",3,1,0,26,1,"BIOMED_ULIS",{"$error":"#NAME?"},{"$f":"IFERROR(\"Oui, à la ligne \" & MATCH(tableFévrier[[#This Row],[Fusion]],tableOctobre[Fusion],0)+1,\"Non trouvé\")","v":"Non trouvé"},null,525,null,525]
["PLACMP04","Affichage pression amont PLASKID01","U_METR000015","Vérification PERIODIQUE pression","MPS","DEF","U410","11U","604 160,00","2024-07-11",3,1,0,52,1,"BIOMED_ULIS",{"$error":"#NAME?"},{"$f":"IFERROR(\"Oui, à la ligne \" & MATCH(tableFévrier[[#This Row],[Fusion]],tableOctobre[Fusion],0)+1,\"Non trouvé\")","v":"Non trouvé"},null,526,null,526]
["PLACMP05","Affichage pression aval PLASKID01","U_METR000015","Vérification PERIODIQUE pression","MPS","DEF","U410","11U","604 161,00","2024-07-11",3,1,0,52,1,"BIOMED_ULIS",{"$error":"#NAME?"},{"$f":"IFERROR(\"Oui, à la ligne \" & MATCH(tableFévrier[[#This Row],[Fusion]],tableOctobre[Fusion],0)+1,\"Non trouvé\")","v":"Non trouvé"},null,527,null,527]
["MGPPT04","Porte manuelle chambre froide n°4","U_CURA012000","Réparation portes chambre froide","MC","AR","U406","10U","14 658,00","3000-01-01",0,1,0,null,null,"BIOMED_ULIS",{"$error":"#NAME?"},{"$f":"IFERROR(\"Oui, à la ligne \" & MATCH(tableFévrier[[#This Row],[Fusion]],tableOctobre[Fusion],0)+1,\"Non trouvé\")","v":"Non trouvé"},null,528,null,528]
["MGPPT06","Porte manuelle chambre froide n°6","U_CURA012000","Réparation portes chambre froide","MC","AR","U406","13U","14 659,00","3000-01-01",0,1,0,null,null,"BIOMED_ULIS",{"$error":"#NAME?"},{"$f":"IFERROR(\"Oui, à la ligne \" & MATCH(tableFévrier[[#This Row],[Fusion]],tableOctobre[Fusion],0)+1,\"Non trouvé\")","v":"Non trouvé"},null,529,null,529]
["SSI","Système de sécurité incendie","U_CONT000027","Vérification annuel. trappes désenfumage","MPS","DEF","U130","12U","30 931,00","3000-01-01",0,1,0,null,null,"BIOMED_ULIS",{"$error":"#NAME?"},{"$f":"IFERROR(\"Oui, à la ligne \" & MATCH(tableFévrier[[#This Row],[Fusion]],tableOctobre[Fusion],0)+1,\"Non trouvé\")","v":"Non trouvé"},null,530,null,530]
["FW","Réseaux incendies","U_CONT000028","Vérif. annelle poteaux incendie","MPS","DEF","U130","12U","30 932,00","2049-12-31",0,1,0,null,null,"BIOMED_ULIS",{"$error":"#NAME?"},{"$f":"IFERROR(\"Oui, à la ligne \" & MATCH(tableFévrier[[#This Row],[Fusion]],tableOctobre[Fusion],0)+1,\"Non trouvé\")","v":"Non trouvé"},null,531,null,531]
["PWCMP01","Mesure P retour b principale PWBD02","U_METR000015","Vérification PERIODIQUE pression","MPS","DEF","U222PW","11U","604 208,00","2024-07-13",3,1,0,52,1,"BIOMED_ULIS",{"$error":"#NAME?"},{"$f":"IFERROR(\"Oui, à la ligne \" & MATCH(tableFévrier[[#This Row],[Fusion]],tableOctobre[Fusion],0)+1,\"Non trouvé\")","v":"Non trouvé"},null,532,null,532]
["WFICMP12","Affichage P. retour boucle WFIBD01","U_METR000015","Vérification PERIODIQUE pression","MPS","DEF","U236WFI","11U","604 175,00","2025-07-10",3,1,0,104,1,"BIOMED_ULIS",{"$error":"#NAME?"},{"$f":"IFERROR(\"Oui, à la ligne \" & MATCH(tableFévrier[[#This Row],[Fusion]],tableOctobre[Fusion],0)+1,\"Non trouvé\")","v":"Non trouvé"},null,533,null,533]
["WFICMP13","Affichage P retour boucle WFIBD02","U_METR000015","Vérification PERIODIQUE pression","MPS","DEF","U236WFI","11U","604 176,00","2025-07-10",3,1,0,104,1,"BIOMED_ULIS",{"$error":"#NAME?"},{"$f":"IFERROR(\"Oui, à la ligne \" & MATCH(tableFévrier[[#This Row],[Fusion]],tableOctobre[Fusion],0)+1,\"Non trouvé\")","v":"Non trouvé"},null,534,null,534]
["BAT11MGG","Bâtiment 11 partie magasin général","U_CURA012126","Remplacement néons bureau G. Casadei","MC","DEF","U200BATP","13U",null,"3000-01-01",0,1,0,null,null,"BIOMED_ULIS",{"$error":"#NAME?"},{"$f":"IFERROR(\"Oui, à la ligne \" & MATCH(tableFévrier[[#This Row],[Fusion]],tableOctobre[Fusion],0)+1,\"Non trouvé\")","v":"Non trouvé"},null,535,null,535]
["ELETGBT12","TGBT animalerie","U_ELEC000017","Maintenance bi-annuelle cellules HT","MPS","DEF","U222ELE","10U","72 683,00","3000-01-01",0,1,0,null,null,"BIOMED_ULIS",{"$error":"#NAME?"},{"$f":"IFERROR(\"Oui, à la ligne \" & MATCH(tableFévrier[[#This Row],[Fusion]],tableOctobre[Fusion],0)+1,\"Non trouvé\")","v":"Non trouvé"},null,536,null,536]
["EXELETGBT11","TGBT magasin général","U_ELEC000017","Maintenance bi-annuelle cellules HT","MPS","DEF","U222ELE","10U","72 682,00","3000-01-01",0,1,0,null,null,"BIOMED_ULIS",{"$error":"#NAME?"},{"$f":"IFERROR(\"Oui, à la ligne \" & MATCH(tableFévrier[[#This Row],[Fusion]],tableOctobre[Fusion],0)+1,\"Non trouvé\")","v":"Non trouvé"},null,537,null,537]
["ELETGBT09","TGBT restaurant","U_ELEC000017","Maintenance bi-annuelle cellules HT","MPS","DEF","U222ELE","10U","72 681,00","3000-01-01",0,1,0,null,null,"BIOMED_ULIS",{"$error":"#NAME?"},{"$f":"IFERROR(\"Oui, à la ligne \" & MATCH(tableFévrier[[#This Row],[Fusion]],tableOctobre[Fusion],0)+1,\"Non trouvé\")","v":"Non trouvé"},null,538,null,538]
["ELETGBTOUEST","TGBT ouest","U_ELEC000017","Maintenance bi-annuelle cellules HT","MPS","DEF","U222ELE","10U","72 685,00","3000-01-01",0,1,0,null,null,"BIOMED_ULIS",{"$error":"#NAME?"},{"$f":"IFERROR(\"Oui, à la ligne \" & MATCH(tableFévrier[[#This Row],[Fusion]],tableOctobre[Fusion],0)+1,\"Non trouvé\")","v":"Non trouvé"},null,539,null,539]
["ELETGBTEST","TGBT Est","U_ELEC000017","Maintenance bi-annuelle cellules HT","MPS","DEF","U222ELE","10U","72 684,00","3000-01-01",0,1,0,null,null,"BIOMED_ULIS",{"$error":"#NAME?"},{"$f":"IFERROR(\"Oui, à la ligne \" & MATCH(tableFévrier[[#This Row],[Fusion]],tableOctobre[Fusion],0)+1,\"Non trouvé\")","v":"Non trouvé"},null,540,null,540]
["EXELEGE01","Groupe électrogène n°1 TR01/TR02","U_ELEC000018","Maintenance électrique ge","MPS","DEF","U222ELE","10U","539 999,00","2049-04-29",0,1,0,null,null,"BIOMED_ULIS",{"$error":"#NAME?"},{"$f":"IFERROR(\"Oui, à la ligne \" & MATCH(tableFévrier[[#This Row],[Fusion]],tableOctobre[Fusion],0)+1,\"Non trouvé\")","v":"Non trouvé"},null,541,null,541]
["EXELEGE02","Groupe électrogène n°2 bâtiment 8","U_ELEC000018","Maintenance électrique ge","MPS","DEF","U222ELE","10U","612 408,00","2024-04-28",3,1,0,365,0,"BIOMED_ULIS",{"$error":"#NAME?"},{"$f":"IFERROR(\"Oui, à la ligne \" & MATCH(tableFévrier[[#This Row],[Fusion]],tableOctobre[Fusion],0)+1,\"Non trouvé\")","v":"Non trouvé"},null,542,null,542]
["EXELEGE03","Groupe électrogène n°3 bâtiments 9 à 13","U_ELEC000018","Maintenance électrique ge","MPS","DEF","U222ELE","10U","540 001,00","2049-04-29",0,1,0,null,null,"BIOMED_ULIS",{"$error":"#NAME?"},{"$f":"IFERROR(\"Oui, à la ligne \" & MATCH(tableFévrier[[#This Row],[Fusion]],tableOctobre[Fusion],0)+1,\"Non trouvé\")","v":"Non trouvé"},null,543,null,543]
["EXELEGE03","Groupe électrogène n°3 bâtiments 9 à 13","U_ELEC000011","Maint. annuelle méca. diesel","MPS","DEF","U222ELE","10U","540 213,00","2049-10-06",0,1,0,null,null,"BIOMED_ULIS",{"$error":"#NAME?"},{"$f":"IFERROR(\"Oui, à la ligne \" & MATCH(tableFévrier[[#This Row],[Fusion]],tableOctobre[Fusion],0)+1,\"Non trouvé\")","v":"Non trouvé"},null,544,null,544]
["BAT11MGG","Bâtiment 11 partie magasin général","U_CURA012222","Réparation porte local retour","MC","DEF","U200BATP","13U",null,"3000-01-01",0,1,0,null,null,"BIOMED_ULIS",{"$error":"#NAME?"},{"$f":"IFERROR(\"Oui, à la ligne \" & MATCH(tableFévrier[[#This Row],[Fusion]],tableOctobre[Fusion],0)+1,\"Non trouvé\")","v":"Non trouvé"},null,545,null,545]
["DE3CMT04","Affichage Température caloporteur C22","U_METR000012","Vérification PERIODIQUE température","MPS","DEF","U441","11U","594 956,00","2024-04-10",3,1,0,52,1,"BIOMED_ULIS",{"$error":"#NAME?"},{"$f":"IFERROR(\"Oui, à la ligne \" & MATCH(tableFévrier[[#This Row],[Fusion]],tableOctobre[Fusion],0)+1,\"Non trouvé\")","v":"Non trouvé"},null,546,null,546]
["DE2CMT03","Affichage Température caloporteur C21","U_METR000012","Vérification PERIODIQUE température","MPS","DEF","U441","11U","594 955,00","2024-04-10",3,1,0,52,1,"BIOMED_ULIS",{"$error":"#NAME?"},{"$f":"IFERROR(\"Oui, à la ligne \" & MATCH(tableFévrier[[#This Row],[Fusion]],tableOctobre[Fusion],0)+1,\"Non trouvé\")","v":"Non trouvé"},null,547,null,547]
["WE2CMT03","Affichage Température sortie surnageant C21","U_METR000012","Vérification PERIODIQUE température","MPS","DEF","U441","11U","594 958,00","2024-04-10",3,1,0,52,1,"BIOMED_ULIS",{"$error":"#NAME?"},{"$f":"IFERROR(\"Oui, à la ligne \" & MATCH(tableFévrier[[#This Row],[Fusion]],tableOctobre[Fusion],0)+1,\"Non trouvé\")","v":"Non trouvé"},null,548,null,548]
["WE2CMT04","Affichage Température sortie surnageant C22","U_METR000012","Vérification PERIODIQUE température","MPS","DEF","U441","11U","594 959,00","2024-04-10",3,1,0,52,1,"BIOMED_ULIS",{"$error":"#NAME?"},{"$f":"IFERROR(\"Oui, à la ligne \" & MATCH(tableFévrier[[#This Row],[Fusion]],tableOctobre[Fusion],0)+1,\"Non trouvé\")","v":"Non trouvé"},null,549,null,549]
["WE2CMP03","Affichage Pression sortie surnageant C21","U_METR000015","Vérification PERIODIQUE pression","MPS","DEF","U441","11U","594 991,00","2024-04-12",3,1,0,52,1,"BIOMED_ULIS",{"$error":"#NAME?"},{"$f":"IFERROR(\"Oui, à la ligne \" & MATCH(tableFévrier[[#This Row],[Fusion]],tableOctobre[Fusion],0)+1,\"Non trouvé\")","v":"Non trouvé"},null,550,null,550]
["WE2CMP04","Affichage Pression sortie surnageant C22","U_METR000015","Vérification PERIODIQUE pression","MPS","DEF","U441","11U","594 957,00","2024-04-10",3,1,0,52,1,"BIOMED_ULIS",{"$error":"#NAME?"},{"$f":"IFERROR(\"Oui, à la ligne \" & MATCH(tableFévrier[[#This Row],[Fusion]],tableOctobre[Fusion],0)+1,\"Non trouvé\")","v":"Non trouvé"},null,551,null,551]
["GAMR010","Réacteur n°10 fractionnement gamma","U_MECA000020","Maintenance annuelle réacteur cuverie","MPS","MECA","U441","11U","598 280,00","2024-05-18",3,1,0,365,0,"BIOMED_ULIS",{"$error":"#NAME?"},{"$f":"IFERROR(\"Oui, à la ligne \" & MATCH(tableFévrier[[#This Row],[Fusion]],tableOctobre[Fusion],0)+1,\"Non trouvé\")","v":"Non trouvé"},null,552,null,552]
["EPL2CF07","Chambre froide enreg. plasma +5°C","U_CURA012312","Cartographie température","AME","AR","U406","10U","15 128,00","3000-01-01",0,1,0,null,null,"BIOMED_ULIS",{"$error":"#NAME?"},{"$f":"IFERROR(\"Oui, à la ligne \" & MATCH(tableFévrier[[#This Row],[Fusion]],tableOctobre[Fusion],0)+1,\"Non trouvé\")","v":"Non trouvé"},null,553,null,553]
["EXMGPCF08","Chambre froide n°8 sas -35°C","U_CURA012312","Cartographie température","AME","AR","U406","10U","15 129,00","3000-01-01",0,1,0,null,null,"BIOMED_ULIS",{"$error":"#NAME?"},{"$f":"IFERROR(\"Oui, à la ligne \" & MATCH(tableFévrier[[#This Row],[Fusion]],tableOctobre[Fusion],0)+1,\"Non trouvé\")","v":"Non trouvé"},null,554,null,554]
["EXMGPCF09","Chambre froide n°9 sas -35°C","U_CURA012312","Cartographie température","AME","AR","U406","10U","15 130,00","3000-01-01",0,1,0,null,null,"BIOMED_ULIS",{"$error":"#NAME?"},{"$f":"IFERROR(\"Oui, à la ligne \" & MATCH(tableFévrier[[#This Row],[Fusion]],tableOctobre[Fusion],0)+1,\"Non trouvé\")","v":"Non trouvé"},null,555,null,555]
["UDA2EQUIP","Equipements unité dévelop. analytique 2","U_CURA012341","Ampoules témoin HS, changt néons labo 26","MC","DEF","U855","13U",null,"3000-01-01",0,1,0,null,null,"BIOTECH_ULIS",{"$error":"#NAME?"},{"$f":"IFERROR(\"Oui, à la ligne \" & MATCH(tableFévrier[[#This Row],[Fusion]],tableOctobre[Fusion],0)+1,\"Non trouvé\")","v":"Non trouvé"},null,556,null,556]
["CHAAV01","Armoire de stockage ventilée","U_CLIM000135","Maintenance armoire ventilée","MPS","DEF","U624UAP","22U","580 389,00","2024-03-09",3,1,0,52,1,"BIOMED_ULIS",{"$error":"#NAME?"},{"$f":"IFERROR(\"Oui, à la ligne \" & MATCH(tableFévrier[[#This Row],[Fusion]],tableOctobre[Fusion],0)+1,\"Non trouvé\")","v":"Non trouvé"},null,557,null,557]
["UDP5SOR01","Hotte chimique à recirculation","U_CLIM000134","Maintenance hotte à filtration","MPS","DEF","U851","70U","590 743,00","2024-03-14",3,1,0,365,0,"BIOTECH_ULIS",{"$error":"#NAME?"},{"$f":"IFERROR(\"Oui, à la ligne \" & MATCH(tableFévrier[[#This Row],[Fusion]],tableOctobre[Fusion],0)+1,\"Non trouvé\")","v":"Non trouvé"},null,558,null,558]
["UDA1SOR01","Hotte chimique à recirculation","U_CLIM000134","Maintenance hotte à filtration","MPS","DEF","U855","70U","590 777,00","2024-03-25",3,1,0,365,0,"BIOTECH_ULIS",{"$error":"#NAME?"},{"$f":"IFERROR(\"Oui, à la ligne \" & MATCH(tableFévrier[[#This Row],[Fusion]],tableOctobre[Fusion],0)+1,\"Non trouvé\")","v":"Non trouvé"},null,559,null,559]
["UDA1SOR02","Hotte chimique à recirculation","U_CLIM000134","Maintenance hotte à filtration","MPS","DEF","U855","70U","590 726,00","2024-03-14",3,1,0,365,0,"BIOTECH_ULIS",{"$error":"#NAME?"},{"$f":"IFERROR(\"Oui, à la ligne \" & MATCH(tableFévrier[[#This Row],[Fusion]],tableOctobre[Fusion],0)+1,\"Non trouvé\")","v":"Non trouvé"},null,560,null,560]
["EXCBSOR01","Hotte chimique à recirculation","U_CLIM000134","Maintenance hotte à filtration","MPS","DEF","U855","70U","474 183,00","3000-01-01",0,1,0,null,null,"BIOTECH_ULIS",{"$error":"#NAME?"},{"$f":"IFERROR(\"Oui, à la ligne \" & MATCH(tableFévrier[[#This Row],[Fusion]],tableOctobre[Fusion],0)+1,\"Non trouvé\")","v":"Non trouvé"},null,561,null,561]
["UDA4AV01","Armoire de stockage ventilée","U_CLIM000135","Maintenance armoire ventilée","MPS","DEF","U855","70U","590 736,00","2024-03-14",3,1,0,365,0,"BIOTECH_ULIS",{"$error":"#NAME?"},{"$f":"IFERROR(\"Oui, à la ligne \" & MATCH(tableFévrier[[#This Row],[Fusion]],tableOctobre[Fusion],0)+1,\"Non trouvé\")","v":"Non trouvé"},null,562,null,562]
["UDP5AV01","Armoire de stockage ventilée","U_CLIM000135","Maintenance armoire ventilée","MPS","DEF","U851","70U","590 742,00","2024-03-14",3,1,0,365,0,"BIOTECH_ULIS",{"$error":"#NAME?"},{"$f":"IFERROR(\"Oui, à la ligne \" & MATCH(tableFévrier[[#This Row],[Fusion]],tableOctobre[Fusion],0)+1,\"Non trouvé\")","v":"Non trouvé"},null,563,null,563]
["UDP1AV01","Armoire de stockage ventilée","U_CLIM000135","Maintenance armoire ventilée","MPS","DEF","U851","70U","590 737,00","2024-03-14",3,1,0,365,0,"BIOTECH_ULIS",{"$error":"#NAME?"},{"$f":"IFERROR(\"Oui, à la ligne \" & MATCH(tableFévrier[[#This Row],[Fusion]],tableOctobre[Fusion],0)+1,\"Non trouvé\")","v":"Non trouvé"},null,564,null,564]
["UDP3AV01","Armoire de stockage ventilée","U_CLIM000135","Maintenance armoire ventilée","MPS","DEF","U851","70U","590 741,00","2024-03-14",3,1,0,365,0,"BIOTECH_ULIS",{"$error":"#NAME?"},{"$f":"IFERROR(\"Oui, à la ligne \" & MATCH(tableFévrier[[#This Row],[Fusion]],tableOctobre[Fusion],0)+1,\"Non trouvé\")","v":"Non trouvé"},null,565,null,565]
["UPILAV01","Armoire de stockage ventilée","U_CLIM000135","Maintenance armoire ventilée","MPS","DEF","U851","70U","590 744,00","2024-03-14",3,1,0,365,0,"BIOTECH_ULIS",{"$error":"#NAME?"},{"$f":"IFERROR(\"Oui, à la ligne \" & MATCH(tableFévrier[[#This Row],[Fusion]],tableOctobre[Fusion],0)+1,\"Non trouvé\")","v":"Non trouvé"},null,566,null,566]
["UDP2AV01","Armoire de stockage ventilée","U_CLIM000135","Maintenance armoire ventilée","MPS","DEF","U851","70U","590 738,00","2024-03-14",3,1,0,365,0,"BIOTECH_ULIS",{"$error":"#NAME?"},{"$f":"IFERROR(\"Oui, à la ligne \" & MATCH(tableFévrier[[#This Row],[Fusion]],tableOctobre[Fusion],0)+1,\"Non trouvé\")","v":"Non trouvé"},null,567,null,567]
["UDP2AV02","Armoire de stockage ventilée","U_CLIM000135","Maintenance armoire ventilée","MPS","DEF","U851","70U","590 739,00","2024-03-14",3,1,0,365,0,"BIOTECH_ULIS",{"$error":"#NAME?"},{"$f":"IFERROR(\"Oui, à la ligne \" & MATCH(tableFévrier[[#This Row],[Fusion]],tableOctobre[Fusion],0)+1,\"Non trouvé\")","v":"Non trouvé"},null,568,null,568]
["UDP2AV03","Armoire de stockage ventilée","U_CLIM000135","Maintenance armoire ventilée","MPS","DEF","U851","70U","590 740,00","2024-03-14",3,1,0,365,0,"BIOTECH_ULIS",{"$error":"#NAME?"},{"$f":"IFERROR(\"Oui, à la ligne \" & MATCH(tableFévrier[[#This Row],[Fusion]],tableOctobre[Fusion],0)+1,\"Non trouvé\")","v":"Non trouvé"},null,569,null,569]
["GAMR008","Réacteur n°08 fractionnement gamma","U_CURA012611","Modification consigne température","CON","DEF","U441","30U",null,"3000-01-01",0,1,0,null,null,"BIOMED_ULIS",{"$error":"#NAME?"},{"$f":"IFERROR(\"Oui, à la ligne \" & MATCH(tableFévrier[[#This Row],[Fusion]],tableOctobre[Fusion],0)+1,\"Non trouvé\")","v":"Non trouvé"},null,570,null,570]
["EXGTCPC01","Superviseur des alarmes techniques","U_CURA012715","2ème Poste supervision Energie","AME","AR","U235GTC","10U",null,"3000-01-01",0,1,0,null,null,"BIOMED_ULIS",{"$error":"#NAME?"},{"$f":"IFERROR(\"Oui, à la ligne \" & MATCH(tableFévrier[[#This Row],[Fusion]],tableOctobre[Fusion],0)+1,\"Non trouvé\")","v":"Non trouvé"},null,571,null,571]
["BAT11TEL06","Quai niveleur magasin géné. quai n°6","U_LEVA000009","Maintenance annuelle table élévatrice","MPS","DEF","U235BATL","15U","600 200,00","2024-03-20",3,30,0,52,1,"BIOMED_ULIS",{"$error":"#NAME?"},{"$f":"IFERROR(\"Oui, à la ligne \" & MATCH(tableFévrier[[#This Row],[Fusion]],tableOctobre[Fusion],0)+1,\"Non trouvé\")","v":"Non trouvé"},null,572,null,572]
["BAT11TEL04","Quai niveleur magasin géné. quai n°4","U_LEVA000009","Maintenance annuelle table élévatrice","MPS","DEF","U235BATL","15U","600 196,00","2024-03-20",3,30,0,52,1,"BIOMED_ULIS",{"$error":"#NAME?"},{"$f":"IFERROR(\"Oui, à la ligne \" & MATCH(tableFévrier[[#This Row],[Fusion]],tableOctobre[Fusion],0)+1,\"Non trouvé\")","v":"Non trouvé"},null,573,null,573]
["FW1CV01","Clapet anti-retour arrivée générale","U_EAUX000008","Contrôle et entretien clapet anti-retour","MPS","DEF","U235FW","13U","605 090,00","2024-07-10",3,1,0,52,1,"BIOMED_ULIS",{"$error":"#NAME?"},{"$f":"IFERROR(\"Oui, à la ligne \" & MATCH(tableFévrier[[#This Row],[Fusion]],tableOctobre[Fusion],0)+1,\"Non trouvé\")","v":"Non trouvé"},null,574,null,574]
["EXELETR08","Transformateur ht/bt n°8 poste magasin","U_CURA012847","Remplacement du transformateur","AME","AR","U222ELE","10U","15 925,00","3000-01-01",0,1,0,null,null,"BIOMED_ULIS",{"$error":"#NAME?"},{"$f":"IFERROR(\"Oui, à la ligne \" & MATCH(tableFévrier[[#This Row],[Fusion]],tableOctobre[Fusion],0)+1,\"Non trouvé\")","v":"Non trouvé"},null,575,null,575]
["BAT03","Bâtiment 3","U_CURA012906","Pose d'un écran dans la salle de réunion","MC","AR","S244","AR",null,"3000-01-01",0,1,0,null,null,"BIOMED_ULIS",{"$error":"#NAME?"},{"$f":"IFERROR(\"Oui, à la ligne \" & MATCH(tableFévrier[[#This Row],[Fusion]],tableOctobre[Fusion],0)+1,\"Non trouvé\")","v":"Non trouvé"},null,576,null,576]
["BAT11CMT108","Enreg Temp ambiance CF 08 /BAT11ARM01","U_METR000012","Vérification PERIODIQUE température","MPS","DEF","U168","10U","110 052,00","2049-12-29",0,1,0,null,null,"BIOMED_ULIS",{"$error":"#NAME?"},{"$f":"IFERROR(\"Oui, à la ligne \" & MATCH(tableFévrier[[#This Row],[Fusion]],tableOctobre[Fusion],0)+1,\"Non trouvé\")","v":"Non trouvé"},null,577,null,577]
["EXOPLCONG15","Congélateur -40°C","U_CURA012950","Faire le controle métrologique annuel de","MC","AR","U601OPL","AR",null,"3000-01-01",0,1,0,null,null,"BIOMED_ULIS",{"$f":"_xlfn.TEXTJOIN(\"\",TRUE,A578:D578,H578,N578)","v":{"$error":"#NAME?"}},{"$f":"IFERROR(\"Oui, à la ligne \" & MATCH(tableFévrier[[#This Row],[Fusion]],tableOctobre[Fusion],0)+1,\"Non trouvé\")","v":"Non trouvé"},null,578,null,578]
["EXRIMCONG06","Congélateur -80°C","U_CURA012954","Contrôle métrologique à faire.","MC","AR","U624UAP","AR",null,"3000-01-01",0,1,0,null,null,"BIOMED_ULIS",{"$error":"#NAME?"},{"$f":"IFERROR(\"Oui, à la ligne \" & MATCH(tableFévrier[[#This Row],[Fusion]],tableOctobre[Fusion],0)+1,\"Non trouvé\")","v":"Non trouvé"},null,579,null,579]
["EXOPLCONG07","Congélateur -40°C","U_CURA012956","Contrôle métrologique annuel à faire en","MC","AR","U601OPL","AR",null,"3000-01-01",0,1,0,null,null,"BIOMED_ULIS",{"$error":"#NAME?"},{"$f":"IFERROR(\"Oui, à la ligne \" & MATCH(tableFévrier[[#This Row],[Fusion]],tableOctobre[Fusion],0)+1,\"Non trouvé\")","v":"Non trouvé"},null,580,null,580]
["PLAPP02","Pompe envoi plasma vers PLAC01","U_PROC000022","Remplacement systématique tube","MPS","DEF","U410","11U","627 913,00","2024-04-11",3,1,0,6,1,"BIOMED_ULIS",{"$error":"#NAME?"},{"$f":"IFERROR(\"Oui, à la ligne \" & MATCH(tableFévrier[[#This Row],[Fusion]],tableOctobre[Fusion],0)+1,\"Non trouvé\")","v":"Non trouvé"},null,581,null,581]
["PLAPP04","Pompe envoi plasma vers PLAC02","U_PROC000022","Remplacement systématique tube","MPS","DEF","U410","11U","627 914,00","2024-04-11",3,1,0,6,1,"BIOMED_ULIS",{"$error":"#NAME?"},{"$f":"IFERROR(\"Oui, à la ligne \" & MATCH(tableFévrier[[#This Row],[Fusion]],tableOctobre[Fusion],0)+1,\"Non trouvé\")","v":"Non trouvé"},null,582,null,582]
["BATPRODUCTION","Bâtiments de production","U_CURA013030","Mise en place d'un systeme de contrôle d","MC","AR","U200BATP","AR",null,"3000-01-01",0,1,0,null,null,"BIOMED_ULIS",{"$error":"#NAME?"},{"$f":"IFERROR(\"Oui, à la ligne \" & MATCH(tableFévrier[[#This Row],[Fusion]],tableOctobre[Fusion],0)+1,\"Non trouvé\")","v":"Non trouvé"},null,583,null,583]
["BAT08","Bâtiment 8 de production","U_BATI000016","Vérification ensemble porte du b8","MPS","DEF","U200BATP","13U","121 530,00","3000-01-01",0,1,0,null,null,"BIOMED_ULIS",{"$error":"#NAME?"},{"$f":"IFERROR(\"Oui, à la ligne \" & MATCH(tableFévrier[[#This Row],[Fusion]],tableOctobre[Fusion],0)+1,\"Non trouvé\")","v":"Non trouvé"},null,584,null,584]
["BAT08","Bâtiment 8 de production","U_BATI000017","Vérification points d'eau","MPS","DEF","U200BATP","13U","24 720,00","3000-01-01",0,1,0,null,null,"BIOMED_ULIS",{"$error":"#NAME?"},{"$f":"IFERROR(\"Oui, à la ligne \" & MATCH(tableFévrier[[#This Row],[Fusion]],tableOctobre[Fusion],0)+1,\"Non trouvé\")","v":"Non trouvé"},null,585,null,585]
["RF12RHC01","Moto compresseur n°1 circuit n°2 -40°C","U_FROI000011","Maintenance compresseur frig 88 Compound","MPC","DEF","U222RF","10U","159 853,00","3000-01-01",0,1,0,null,null,"BIOMED_ULIS",{"$error":"#NAME?"},{"$f":"IFERROR(\"Oui, à la ligne \" & MATCH(tableFévrier[[#This Row],[Fusion]],tableOctobre[Fusion],0)+1,\"Non trouvé\")","v":"Non trouvé"},null,586,null,586]
["RF12RHC02","Moto compresseur n°2 circuit n°2 -40°C","U_FROI000011","Maintenance compresseur frig 88 Compound","MPS","DEF","U222RF","10U",null,"2049-12-31",0,1,0,null,null,"BIOMED_ULIS",{"$error":"#NAME?"},{"$f":"IFERROR(\"Oui, à la ligne \" & MATCH(tableFévrier[[#This Row],[Fusion]],tableOctobre[Fusion],0)+1,\"Non trouvé\")","v":"Non trouvé"},null,587,null,587]
["RF13RHC01","Moto compresseur n°1 circuit n°3 -40°C","U_FROI000011","Maintenance compresseur frig 88 Compound","MPS","DEF","U222RF","10U",null,"2049-12-31",0,1,0,null,null,"BIOMED_ULIS",{"$error":"#NAME?"},{"$f":"IFERROR(\"Oui, à la ligne \" & MATCH(tableFévrier[[#This Row],[Fusion]],tableOctobre[Fusion],0)+1,\"Non trouvé\")","v":"Non trouvé"},null,588,null,588]
["RF14RHC01","Moto compresseur n°1 circuit n°4 -40°C","U_FROI000011","Maintenance compresseur frig 88 Compound","MPS","DEF","U222RF","10U",null,"2049-12-31",0,1,0,null,null,"BIOMED_ULIS",{"$error":"#NAME?"},{"$f":"IFERROR(\"Oui, à la ligne \" & MATCH(tableFévrier[[#This Row],[Fusion]],tableOctobre[Fusion],0)+1,\"Non trouvé\")","v":"Non trouvé"},null,589,null,589]
["RF14RHC02","Moto compresseur n°2 circuit n°4 -40°C","U_FROI000011","Maintenance compresseur frig 88 Compound","MPS","DEF","U222RF","10U","84 022,00","3000-01-01",0,1,0,null,null,"BIOMED_ULIS",{"$error":"#NAME?"},{"$f":"IFERROR(\"Oui, à la ligne \" & MATCH(tableFévrier[[#This Row],[Fusion]],tableOctobre[Fusion],0)+1,\"Non trouvé\")","v":"Non trouvé"},null,590,null,590]
["PLAT003","Cuve envoi plasma après prélèvement","U_CURA013200","Controle metrologie a effectuer sur les","MC","AR","U410","AR",null,"3000-01-01",0,1,0,null,null,"BIOMED_ULIS",{"$error":"#NAME?"},{"$f":"IFERROR(\"Oui, à la ligne \" & MATCH(tableFévrier[[#This Row],[Fusion]],tableOctobre[Fusion],0)+1,\"Non trouvé\")","v":"Non trouvé"},null,591,null,591]
["BAT11MGG","Bâtiment 11 partie magasin général","U_CURA013216","CONTROLE METROLOGIQUE SONDE TESTO N°7101","MC","AR","U200BATP","AR",null,"3000-01-01",0,1,0,null,null,"BIOMED_ULIS",{"$error":"#NAME?"},{"$f":"IFERROR(\"Oui, à la ligne \" & MATCH(tableFévrier[[#This Row],[Fusion]],tableOctobre[Fusion],0)+1,\"Non trouvé\")","v":"Non trouvé"},null,592,null,592]
["BAT11MGG","Bâtiment 11 partie magasin général","U_CURA013218","CONTROLE METROLOGIQUE SONDE TESTO N°7111","MC","AR","U200BATP","AR",null,"3000-01-01",0,1,0,null,null,"BIOMED_ULIS",{"$error":"#NAME?"},{"$f":"IFERROR(\"Oui, à la ligne \" & MATCH(tableFévrier[[#This Row],[Fusion]],tableOctobre[Fusion],0)+1,\"Non trouvé\")","v":"Non trouvé"},null,593,null,593]
["BAT11MGG","Bâtiment 11 partie magasin général","U_CURA013220","CONTROLE METROLOGIQUE SONDE TESTO N° 711","MC","AR","U200BATP","AR",null,"3000-01-01",0,1,0,null,null,"BIOMED_ULIS",{"$error":"#NAME?"},{"$f":"IFERROR(\"Oui, à la ligne \" & MATCH(tableFévrier[[#This Row],[Fusion]],tableOctobre[Fusion],0)+1,\"Non trouvé\")","v":"Non trouvé"},null,594,null,594]
["BAT11MGG","Bâtiment 11 partie magasin général","U_CURA013222","CONTROLE METROLOGIQUE SONE TESTO N° 7111","MC","AR","U200BATP","AR",null,"3000-01-01",0,1,0,null,null,"BIOMED_ULIS",{"$error":"#NAME?"},{"$f":"IFERROR(\"Oui, à la ligne \" & MATCH(tableFévrier[[#This Row],[Fusion]],tableOctobre[Fusion],0)+1,\"Non trouvé\")","v":"Non trouvé"},null,595,null,595]
["BAT11MGP","Bâtiment 11 partie chambres froides","U_CURA013251","Le poids étalon de 1kg et le poids de 20","MC","AR","U200BATP","AR",null,"3000-01-01",0,1,0,null,null,"BIOMED_ULIS",{"$error":"#NAME?"},{"$f":"IFERROR(\"Oui, à la ligne \" & MATCH(tableFévrier[[#This Row],[Fusion]],tableOctobre[Fusion],0)+1,\"Non trouvé\")","v":"Non trouvé"},null,596,null,596]
["PLAT003","Cuve envoi plasma après prélèvement","U_MECA000014","Maintenance annuelle cuve","MPS","DEF","U410","11U","619 439,00","2024-12-29",3,1,0,365,0,"BIOMED_ULIS",{"$error":"#NAME?"},{"$f":"IFERROR(\"Oui, à la ligne \" & MATCH(tableFévrier[[#This Row],[Fusion]],tableOctobre[Fusion],0)+1,\"Non trouvé\")","v":"Non trouvé"},null,597,null,597]
["PLAT004","Cuve envoi plasma après prélèvement","U_MECA000014","Maintenance annuelle cuve","MPS","DEF","U410","11U","619 440,00","2024-12-29",3,1,0,365,0,"BIOMED_ULIS",{"$error":"#NAME?"},{"$f":"IFERROR(\"Oui, à la ligne \" & MATCH(tableFévrier[[#This Row],[Fusion]],tableOctobre[Fusion],0)+1,\"Non trouvé\")","v":"Non trouvé"},null,598,null,598]
["PLACML05","Niveau cuve PLAT003","U_METR000024","Vérification PERIODIQUE de niveau","MPS","DEF","U410","11U","604 227,00","2024-07-16",3,1,0,52,1,"BIOMED_ULIS",{"$error":"#NAME?"},{"$f":"IFERROR(\"Oui, à la ligne \" & MATCH(tableFévrier[[#This Row],[Fusion]],tableOctobre[Fusion],0)+1,\"Non trouvé\")","v":"Non trouvé"},null,599,null,599]
["PLACML06","Niveau cuve PLAT004","U_METR000024","Vérification PERIODIQUE de niveau","MPS","DEF","U410","11U","604 228,00","2024-07-16",3,1,0,52,1,"BIOMED_ULIS",{"$error":"#NAME?"},{"$f":"IFERROR(\"Oui, à la ligne \" & MATCH(tableFévrier[[#This Row],[Fusion]],tableOctobre[Fusion],0)+1,\"Non trouvé\")","v":"Non trouvé"},null,600,null,600]
["HNOCML01","Niveau cuve stockage n°1 acide nitrique","U_METR000024","Vérification PERIODIQUE de niveau","MPS","DEF","U236NEP","11U","603 856,00","2024-07-29",3,1,0,365,0,"BIOMED_ULIS",{"$error":"#NAME?"},{"$f":"IFERROR(\"Oui, à la ligne \" & MATCH(tableFévrier[[#This Row],[Fusion]],tableOctobre[Fusion],0)+1,\"Non trouvé\")","v":"Non trouvé"},null,601,null,601]
["HNOCML02","Niveau cuve stockage n°2 acide nitrique","U_METR000024","Vérification PERIODIQUE de niveau","MPS","DEF","U236NEP","11U","603 857,00","2024-07-29",3,1,0,365,0,"BIOMED_ULIS",{"$error":"#NAME?"},{"$f":"IFERROR(\"Oui, à la ligne \" & MATCH(tableFévrier[[#This Row],[Fusion]],tableOctobre[Fusion],0)+1,\"Non trouvé\")","v":"Non trouvé"},null,602,null,602]
["EXHCLCML01","Niveau cuve stock. acide chlorhydrique","U_METR000024","Vérification PERIODIQUE de niveau","MPS","DEF","U222PW","11U","558 949,00","2023-07-30",3,1,0,365,0,"BIOMED_ULIS",{"$error":"#NAME?"},{"$f":"IFERROR(\"Oui, à la ligne \" & MATCH(tableFévrier[[#This Row],[Fusion]],tableOctobre[Fusion],0)+1,\"Non trouvé\")","v":"Non trouvé"},null,603,null,603]
["HSOCML01","Niveau cuve acide sulfurique","U_METR000024","Vérification PERIODIQUE de niveau","MPS","DEF","U236NEP","11U","613 642,00","2049-12-26",3,1,0,365,0,"BIOMED_ULIS",{"$error":"#NAME?"},{"$f":"IFERROR(\"Oui, à la ligne \" & MATCH(tableFévrier[[#This Row],[Fusion]],tableOctobre[Fusion],0)+1,\"Non trouvé\")","v":"Non trouvé"},null,604,null,604]
["BAT08PLASMA","Bâtiment 8 atelier décongélation","U_CURA013369","Divers travaux arrêt de production 12/01","MC","DEF","U200BATP","13U","16 535,00","3000-01-01",0,1,0,null,null,"BIOMED_ULIS",{"$error":"#NAME?"},{"$f":"IFERROR(\"Oui, à la ligne \" & MATCH(tableFévrier[[#This Row],[Fusion]],tableOctobre[Fusion],0)+1,\"Non trouvé\")","v":"Non trouvé"},null,605,null,605]
["BAT08ALBUMINE","Bâtiment 8 atelier albumine","U_CURA013369","Divers travaux arrêt de production 12/01","MC","AR","U200BATP","13U","16 518,00","3000-01-01",0,1,0,null,null,"BIOMED_ULIS",{"$error":"#NAME?"},{"$f":"IFERROR(\"Oui, à la ligne \" & MATCH(tableFévrier[[#This Row],[Fusion]],tableOctobre[Fusion],0)+1,\"Non trouvé\")","v":"Non trouvé"},null,606,null,606]
["BAT08GAMMA","Bâtiment 8 atelier gamma","U_CURA013369","Divers travaux arrêt de production 12/01","MC","AR","U200BATP","13U","16 520,00","3000-01-01",0,1,0,null,null,"BIOMED_ULIS",{"$error":"#NAME?"},{"$f":"IFERROR(\"Oui, à la ligne \" & MATCH(tableFévrier[[#This Row],[Fusion]],tableOctobre[Fusion],0)+1,\"Non trouvé\")","v":"Non trouvé"},null,607,null,607]
["GW1/2","Production distri. eau glycolée -19°C","U_FROI000015","Mesure des débits","MPS","DEF","U222GW","10U","16 550,00","3000-01-01",0,1,0,null,null,"BIOMED_ULIS",{"$error":"#NAME?"},{"$f":"IFERROR(\"Oui, à la ligne \" & MATCH(tableFévrier[[#This Row],[Fusion]],tableOctobre[Fusion],0)+1,\"Non trouvé\")","v":"Non trouvé"},null,608,null,608]
["GW3/4","Production distri. eau glycolée +4°C","U_FROI000015","Mesure des débits","MPS","DEF","U222GW","10U","26 493,00","3000-01-01",0,1,0,null,null,"BIOMED_ULIS",{"$error":"#NAME?"},{"$f":"IFERROR(\"Oui, à la ligne \" & MATCH(tableFévrier[[#This Row],[Fusion]],tableOctobre[Fusion],0)+1,\"Non trouvé\")","v":"Non trouvé"},null,609,null,609]
["EXGW5/6","Production distri. eau glycolée +20°C","U_FROI000015","Mesure des débits","MPS","DEF","U222GW","10U","16 552,00","3000-01-01",0,1,0,null,null,"BIOMED_ULIS",{"$error":"#NAME?"},{"$f":"IFERROR(\"Oui, à la ligne \" & MATCH(tableFévrier[[#This Row],[Fusion]],tableOctobre[Fusion],0)+1,\"Non trouvé\")","v":"Non trouvé"},null,610,null,610]
["GW70","Circuit prépa eau glycolée  GW71 à GW77","U_FROI000015","Mesure des débits","MPS","DEF","U222GW","10U",null,"2050-01-02",0,1,0,null,null,"BIOMED_ULIS",{"$error":"#NAME?"},{"$f":"IFERROR(\"Oui, à la ligne \" & MATCH(tableFévrier[[#This Row],[Fusion]],tableOctobre[Fusion],0)+1,\"Non trouvé\")","v":"Non trouvé"},null,611,null,611]
["GW8","Produc. distri. eau glycolée -15°C R&D","U_FROI000015","Mesure des débits","MPS","DEF","U222GW","10U",null,"2050-01-02",0,1,0,null,null,"BIOTECH_ULIS",{"$error":"#NAME?"},{"$f":"IFERROR(\"Oui, à la ligne \" & MATCH(tableFévrier[[#This Row],[Fusion]],tableOctobre[Fusion],0)+1,\"Non trouvé\")","v":"Non trouvé"},null,612,null,612]
["TECHCEL04","Elévateur de personnel  serv. tech.","U_LEVA000018","Maintenance élévateur de personnel","MPS","DEF","U200","15U","600 567,00","2024-03-23",3,30,0,26,1,"BIOMED_ULIS",{"$error":"#NAME?"},{"$f":"IFERROR(\"Oui, à la ligne \" & MATCH(tableFévrier[[#This Row],[Fusion]],tableOctobre[Fusion],0)+1,\"Non trouvé\")","v":"Non trouvé"},null,613,null,613]
["MFPRSOR01","Hotte chimique à recirculation","U_CLIM000134","Maintenance hotte à filtration","MPS","DEF","U868","70U","590 723,00","2024-03-14",3,1,0,365,0,"BIOTECH_ULIS",{"$error":"#NAME?"},{"$f":"IFERROR(\"Oui, à la ligne \" & MATCH(tableFévrier[[#This Row],[Fusion]],tableOctobre[Fusion],0)+1,\"Non trouvé\")","v":"Non trouvé"},null,614,null,614]
["BAT02","Bâtiment 2","U_CURA013683","Instalation d'un destructeur de papiers","CON","AR","S244","13U",null,"3000-01-01",0,1,0,null,null,"BIOMED_ULIS",{"$error":"#NAME?"},{"$f":"IFERROR(\"Oui, à la ligne \" & MATCH(tableFévrier[[#This Row],[Fusion]],tableOctobre[Fusion],0)+1,\"Non trouvé\")","v":"Non trouvé"},null,615,null,615]
["ALBR005","Réacteur n°5 fractionnement albumine","U_CURA013708","Remplacement régulateur température calo","AME","AR","U440","11U","16 946,00","3000-01-01",0,1,0,null,null,"BIOMED_ULIS",{"$error":"#NAME?"},{"$f":"IFERROR(\"Oui, à la ligne \" & MATCH(tableFévrier[[#This Row],[Fusion]],tableOctobre[Fusion],0)+1,\"Non trouvé\")","v":"Non trouvé"},null,616,null,616]
["ALBR006","Réacteur n°6 fractionnement albumine","U_CURA013708","Remplacement régulateur température calo","AME","AR","U440","11U","16 947,00","3000-01-01",0,1,0,null,null,"BIOMED_ULIS",{"$error":"#NAME?"},{"$f":"IFERROR(\"Oui, à la ligne \" & MATCH(tableFévrier[[#This Row],[Fusion]],tableOctobre[Fusion],0)+1,\"Non trouvé\")","v":"Non trouvé"},null,617,null,617]
["BAT10","Bâtiment 10 Ateliers et bureaux Services Techniques","U_CURA013725","La lumière sur la passerelle ne fonction","MC","AR","U200","AR",null,"3000-01-01",0,1,0,null,null,"BIOMED_ULIS",{"$error":"#NAME?"},{"$f":"IFERROR(\"Oui, à la ligne \" & MATCH(tableFévrier[[#This Row],[Fusion]],tableOctobre[Fusion],0)+1,\"Non trouvé\")","v":"Non trouvé"},null,618,null,618]
["BAT03","Bâtiment 3","U_CURA013786","Montage d'une serrure bureau 3110 avec 4","MC","AR","S244","AR",null,"3000-01-01",0,1,0,null,null,"BIOMED_ULIS",{"$error":"#NAME?"},{"$f":"IFERROR(\"Oui, à la ligne \" & MATCH(tableFévrier[[#This Row],[Fusion]],tableOctobre[Fusion],0)+1,\"Non trouvé\")","v":"Non trouvé"},null,619,null,619]
["BAT03","Bâtiment 3","U_CURA013789","Remplacement dalles de moquette EN URGEN","MC","AR","S244","AR",null,"3000-01-01",0,1,0,null,null,"BIOMED_ULIS",{"$error":"#NAME?"},{"$f":"IFERROR(\"Oui, à la ligne \" & MATCH(tableFévrier[[#This Row],[Fusion]],tableOctobre[Fusion],0)+1,\"Non trouvé\")","v":"Non trouvé"},null,620,null,620]
["BAT03","Bâtiment 3","U_CURA013792","Eclairage à réparer face au bureau 3119","MC","AR","S244","AR",null,"3000-01-01",0,1,0,null,null,"BIOMED_ULIS",{"$error":"#NAME?"},{"$f":"IFERROR(\"Oui, à la ligne \" & MATCH(tableFévrier[[#This Row],[Fusion]],tableOctobre[Fusion],0)+1,\"Non trouvé\")","v":"Non trouvé"},null,621,null,621]
["BAT03","Bâtiment 3","U_CURA013797","Pose d'un tableau dans le bureau 3325.","MC","AR","S244","AR",null,"3000-01-01",0,1,0,null,null,"BIOMED_ULIS",{"$error":"#NAME?"},{"$f":"IFERROR(\"Oui, à la ligne \" & MATCH(tableFévrier[[#This Row],[Fusion]],tableOctobre[Fusion],0)+1,\"Non trouvé\")","v":"Non trouvé"},null,622,null,622]
["BATEX","Extérieurs bâtiments","U_BATI000018","Entretien mensuel des espaces verts","MPS","DEF","S244","13U","72 139,00","3000-01-01",0,1,0,null,null,"BIOMED_ULIS",{"$error":"#NAME?"},{"$f":"IFERROR(\"Oui, à la ligne \" & MATCH(tableFévrier[[#This Row],[Fusion]],tableOctobre[Fusion],0)+1,\"Non trouvé\")","v":"Non trouvé"},null,623,null,623]
["EXUDP1CMT01","Régulation température étuve UDP1ETUV01","U_CURA013844","Validation métrologique de l'étuve UDP1E","MC","AR","U851","AR",null,"3000-01-01",0,1,0,null,null,"BIOTECH_ULIS",{"$error":"#NAME?"},{"$f":"IFERROR(\"Oui, à la ligne \" & MATCH(tableFévrier[[#This Row],[Fusion]],tableOctobre[Fusion],0)+1,\"Non trouvé\")","v":"Non trouvé"},null,624,null,624]
["PACMW02","Balance Mettler 3100g/0,1 g","U_METR000001","Vérif. PERIODIQUE balance 0/30 Kg max.","MPS","DEF","U880","70U","132 565,00","2030-12-26",0,1,0,null,null,"BIOTECH_ULIS",{"$error":"#NAME?"},{"$f":"IFERROR(\"Oui, à la ligne \" & MATCH(tableFévrier[[#This Row],[Fusion]],tableOctobre[Fusion],0)+1,\"Non trouvé\")","v":"Non trouvé"},null,625,null,625]
["EXGW5/6","Production distri. eau glycolée +20°C","U_DOC000001","Mise à jour documentaire","AME","DEF","U222GW","30U","50 453,00","3000-01-01",0,1,0,null,null,"BIOMED_ULIS",{"$error":"#NAME?"},{"$f":"IFERROR(\"Oui, à la ligne \" & MATCH(tableFévrier[[#This Row],[Fusion]],tableOctobre[Fusion],0)+1,\"Non trouvé\")","v":"Non trouvé"},null,626,null,626]
["GW0","Production distri. eau glycolée 0°C","U_DOC000001","Mise à jour documentaire","AME","DEF","U222GW","30U","50 447,00","3000-01-01",0,1,0,null,null,"BIOMED_ULIS",{"$error":"#NAME?"},{"$f":"IFERROR(\"Oui, à la ligne \" & MATCH(tableFévrier[[#This Row],[Fusion]],tableOctobre[Fusion],0)+1,\"Non trouvé\")","v":"Non trouvé"},null,627,null,627]
["GW1/2","Production distri. eau glycolée -19°C","U_DOC000001","Mise à jour documentaire","AME","DEF","U222GW","30U","50 451,00","3000-01-01",0,1,0,null,null,"BIOMED_ULIS",{"$error":"#NAME?"},{"$f":"IFERROR(\"Oui, à la ligne \" & MATCH(tableFévrier[[#This Row],[Fusion]],tableOctobre[Fusion],0)+1,\"Non trouvé\")","v":"Non trouvé"},null,628,null,628]
["GW3/4","Production distri. eau glycolée +4°C","U_DOC000001","Mise à jour documentaire","AME","DEF","U222GW","30U","50 452,00","3000-01-01",0,1,0,null,null,"BIOMED_ULIS",{"$error":"#NAME?"},{"$f":"IFERROR(\"Oui, à la ligne \" & MATCH(tableFévrier[[#This Row],[Fusion]],tableOctobre[Fusion],0)+1,\"Non trouvé\")","v":"Non trouvé"},null,629,null,629]
["UDP3CMT01","Contrôle température UDP3REF05","U_METR000012","Vérification PERIODIQUE température","MPS","DEF","U851","70U",null,"2049-12-31",0,1,0,null,null,"BIOTECH_ULIS",{"$error":"#NAME?"},{"$f":"IFERROR(\"Oui, à la ligne \" & MATCH(tableFévrier[[#This Row],[Fusion]],tableOctobre[Fusion],0)+1,\"Non trouvé\")","v":"Non trouvé"},null,630,null,630]
["UDP3CMT02","Contrôle température UDP3REF04","U_METR000012","Vérification PERIODIQUE température","MPS","DEF","U851","70U",null,"2049-01-01",0,1,0,null,null,"BIOTECH_ULIS",{"$error":"#NAME?"},{"$f":"IFERROR(\"Oui, à la ligne \" & MATCH(tableFévrier[[#This Row],[Fusion]],tableOctobre[Fusion],0)+1,\"Non trouvé\")","v":"Non trouvé"},null,631,null,631]
["UDP3CMT03","Contrôle température UDP3REF02","U_METR000012","Vérification PERIODIQUE température","MPS","DEF","U851","11U",null,"2049-12-31",0,1,0,null,null,"BIOTECH_ULIS",{"$error":"#NAME?"},{"$f":"IFERROR(\"Oui, à la ligne \" & MATCH(tableFévrier[[#This Row],[Fusion]],tableOctobre[Fusion],0)+1,\"Non trouvé\")","v":"Non trouvé"},null,632,null,632]
["UDP3CMP01","Manomètre MECOTEC n°7465","U_METR000015","Vérification PERIODIQUE pression","MPS","DEF","U851","70U","602 275,00","2024-06-13",3,1,0,52,1,"BIOTECH_ULIS",{"$error":"#NAME?"},{"$f":"IFERROR(\"Oui, à la ligne \" & MATCH(tableFévrier[[#This Row],[Fusion]],tableOctobre[Fusion],0)+1,\"Non trouvé\")","v":"Non trouvé"},null,633,null,633]
["EXUDP3CMP02","Manomètre MECOTEC n°7466","U_METR000015","Vérification PERIODIQUE pression","MPS","DEF","U851","11U","17 306,00","2020-12-31",3,1,0,52,1,"BIOTECH_ULIS",{"$error":"#NAME?"},{"$f":"IFERROR(\"Oui, à la ligne \" & MATCH(tableFévrier[[#This Row],[Fusion]],tableOctobre[Fusion],0)+1,\"Non trouvé\")","v":"Non trouvé"},null,634,null,634]
["EXETALCMP02","Pression MKS n°17540 SPF","U_METR000026","Vérification PERIODIQUE labo extérieur","MPS","DEF","U720","50U","472 408,00","2049-02-14",0,1,0,null,null,"BIOMED_ULIS",{"$error":"#NAME?"},{"$f":"IFERROR(\"Oui, à la ligne \" & MATCH(tableFévrier[[#This Row],[Fusion]],tableOctobre[Fusion],0)+1,\"Non trouvé\")","v":"Non trouvé"},null,635,null,635]
["EXUDP2CMP02-1","Manomètre MECOTEC n°4523","U_METR000015","Vérification PERIODIQUE pression","MPS","DEF","U851","70U","575 491,00","2049-12-26",0,1,0,null,null,"BIOTECH_ULIS",{"$error":"#NAME?"},{"$f":"IFERROR(\"Oui, à la ligne \" & MATCH(tableFévrier[[#This Row],[Fusion]],tableOctobre[Fusion],0)+1,\"Non trouvé\")","v":"Non trouvé"},null,636,null,636]
["UDP2CMP05","Manomètre MECOTEC n°4329","U_METR000015","Vérification PERIODIQUE pression","MPS","DEF","U851","70U","602 350,00","2024-06-29",3,1,0,365,0,"BIOTECH_ULIS",{"$error":"#NAME?"},{"$f":"IFERROR(\"Oui, à la ligne \" & MATCH(tableFévrier[[#This Row],[Fusion]],tableOctobre[Fusion],0)+1,\"Non trouvé\")","v":"Non trouvé"},null,637,null,637]
["BAT11CMT107","Enreg Temp ambiance CF 07 /BAT11ARM01","U_METR000012","Vérification PERIODIQUE température","MPS","METR","U406","10U","598 455,00","2024-05-30",3,1,0,365,0,"BIOMED_ULIS",{"$error":"#NAME?"},{"$f":"IFERROR(\"Oui, à la ligne \" & MATCH(tableFévrier[[#This Row],[Fusion]],tableOctobre[Fusion],0)+1,\"Non trouvé\")","v":"Non trouvé"},null,638,null,638]
["BAT11CMT113","Enreg Temp ambiance CF 13 /BAT11ARM01","U_METR000012","Vérification PERIODIQUE température","MPS","DEF","U406","10U","110 019,00","2049-12-29",0,1,0,null,null,"BIOMED_ULIS",{"$error":"#NAME?"},{"$f":"IFERROR(\"Oui, à la ligne \" & MATCH(tableFévrier[[#This Row],[Fusion]],tableOctobre[Fusion],0)+1,\"Non trouvé\")","v":"Non trouvé"},null,639,null,639]
["BAT11CMT209","Enreg temp produit CF 09 / BAT11ARM01","U_METR000012","Vérification PERIODIQUE température","MPS","DEF","U168","10U","617 410,00","2024-09-27",3,1,0,52,1,"BIOMED_ULIS",{"$error":"#NAME?"},{"$f":"IFERROR(\"Oui, à la ligne \" & MATCH(tableFévrier[[#This Row],[Fusion]],tableOctobre[Fusion],0)+1,\"Non trouvé\")","v":"Non trouvé"},null,640,null,640]
["BAT11CMT109","Enreg Temp ambiance CF 09 /BAT11ARM01","U_METR000012","Vérification PERIODIQUE température","MPS","DEF","U168","10U","110 053,00","2024-05-24",3,1,0,52,1,"BIOMED_ULIS",{"$error":"#NAME?"},{"$f":"IFERROR(\"Oui, à la ligne \" & MATCH(tableFévrier[[#This Row],[Fusion]],tableOctobre[Fusion],0)+1,\"Non trouvé\")","v":"Non trouvé"},null,641,null,641]
["CASECH03","Sécheur d'air comprimé n°3","U_FROI000016","Visite et maintenance sécheur d'air","MPS","DEF","U222CA","10U","596 217,00","2024-10-27",3,1,0,52,1,"BIOMED_ULIS",{"$f":"_xlfn.TEXTJOIN(\"\",TRUE,A642:D642,H642,N642)","v":{"$error":"#NAME?"}},{"$f":"IFERROR(\"Oui, à la ligne \" & MATCH(tableFévrier[[#This Row],[Fusion]],tableOctobre[Fusion],0)+1,\"Non trouvé\")","v":"Non trouvé"},null,642,null,642]
["AC51","Air climatisé restaurant B9","U_CLIM000137","Nettoyage des circuits d'extraction","MPC","DEF","U222AC","10U","80 710,00","2049-07-18",0,1,0,null,null,"BIOMED_ULIS",{"$error":"#NAME?"},{"$f":"IFERROR(\"Oui, à la ligne \" & MATCH(tableFévrier[[#This Row],[Fusion]],tableOctobre[Fusion],0)+1,\"Non trouvé\")","v":"Non trouvé"},null,643,null,643]
["SECUESA","Eclairage de secours autonome","U_CONT000029","Vérification bloc éclairage autonomes","MPS","DEF","U130","80U","30 929,00","2049-12-31",0,1,0,null,null,"BIOMED_ULIS",{"$error":"#NAME?"},{"$f":"IFERROR(\"Oui, à la ligne \" & MATCH(tableFévrier[[#This Row],[Fusion]],tableOctobre[Fusion],0)+1,\"Non trouvé\")","v":"Non trouvé"},null,644,null,644]
["BAT11CMT103","Enreg Temp ambiance CF 03 /BAT11ARM01","U_METR000012","Vérification PERIODIQUE température","MPS","DEF","U406","10U","123 544,00","3000-01-01",0,1,0,null,null,"BIOMED_ULIS",{"$error":"#NAME?"},{"$f":"IFERROR(\"Oui, à la ligne \" & MATCH(tableFévrier[[#This Row],[Fusion]],tableOctobre[Fusion],0)+1,\"Non trouvé\")","v":"Non trouvé"},null,645,null,645]
["BAT11CMT203","Enreg temp produit CF 03 / BAT11ARM01","U_METR000012","Vérification PERIODIQUE température","MPS","DEF","U406","10U","101 386,00","2049-09-19",0,1,0,null,null,"BIOMED_ULIS",{"$error":"#NAME?"},{"$f":"IFERROR(\"Oui, à la ligne \" & MATCH(tableFévrier[[#This Row],[Fusion]],tableOctobre[Fusion],0)+1,\"Non trouvé\")","v":"Non trouvé"},null,646,null,646]
["EXUDP3CMP03","Manomètre sur séparateur à membrane 0-6b","U_METR000015","Vérification PERIODIQUE pression","MPS","DEF","U851","70U","99 529,00","3000-01-01",0,1,0,null,null,"BIOTECH_ULIS",{"$error":"#NAME?"},{"$f":"IFERROR(\"Oui, à la ligne \" & MATCH(tableFévrier[[#This Row],[Fusion]],tableOctobre[Fusion],0)+1,\"Non trouvé\")","v":"Non trouvé"},null,647,null,647]
["ALBCMT28","Affichage temp cuve tampons ALBCT02","U_METR000012","Vérification PERIODIQUE température","MPS","DEF","U440","11U","598 258,00","2024-05-13",3,1,0,52,1,"BIOMED_ULIS",{"$error":"#NAME?"},{"$f":"IFERROR(\"Oui, à la ligne \" & MATCH(tableFévrier[[#This Row],[Fusion]],tableOctobre[Fusion],0)+1,\"Non trouvé\")","v":"Non trouvé"},null,648]
["EXOPLCMT42","Thermomètre PréciCal","U_CURA014602","Etalonnage métrologique à effectuer par","MC","AR","U601OPL","AR",null,"3000-01-01",0,1,0,null,null,"BIOMED_ULIS",{"$error":"#NAME?"},{"$f":"IFERROR(\"Oui, à la ligne \" & MATCH(tableFévrier[[#This Row],[Fusion]],tableOctobre[Fusion],0)+1,\"Non trouvé\")","v":"Non trouvé"},null,649,null,649]
["GW1/2","Production distri. eau glycolée -19°C","U_CURA014785","Remplaçement des vannes M3K40F","MPC","AR","U222GW","10U",null,"3000-01-01",0,1,0,null,null,"BIOMED_ULIS",{"$error":"#NAME?"},{"$f":"IFERROR(\"Oui, à la ligne \" & MATCH(tableFévrier[[#This Row],[Fusion]],tableOctobre[Fusion],0)+1,\"Non trouvé\")","v":"Non trouvé"},null,650,null,650]
["MFPRLYO06","Lyophilisateur lyoflex 0,4 Edwards","U_CURA014835","Contrôle métrologie à réaliser","MC","AR","U868","AR",null,"3000-01-01",0,1,0,null,null,"BIOTECH_ULIS",{"$error":"#NAME?"},{"$f":"IFERROR(\"Oui, à la ligne \" & MATCH(tableFévrier[[#This Row],[Fusion]],tableOctobre[Fusion],0)+1,\"Non trouvé\")","v":"Non trouvé"},null,651,null,651]
["PLAGER04","Gerbeur élec. n°4 découpe poches","U_LEVA000014","Maintenance gerbeur transpalette","MPS","DEF","U440LEV","15U","600 563,00","2024-03-23",3,30,0,26,1,"BIOMED_ULIS",{"$error":"#NAME?"},{"$f":"IFERROR(\"Oui, à la ligne \" & MATCH(tableFévrier[[#This Row],[Fusion]],tableOctobre[Fusion],0)+1,\"Non trouvé\")","v":"Non trouvé"},null,652,null,652]
["DECML01","Affichage niveau du réservoir DET0001","U_METR000024","Vérification PERIODIQUE de niveau","MPS","DEF","U410","11U","589 542,00","2024-03-15",3,1,0,52,1,"BIOMED_ULIS",{"$error":"#NAME?"},{"$f":"IFERROR(\"Oui, à la ligne \" & MATCH(tableFévrier[[#This Row],[Fusion]],tableOctobre[Fusion],0)+1,\"Non trouvé\")","v":"Non trouvé"},null,653,null,653]
["DE2CML03","Affichage Niveau caloporteur C21","U_METR000024","Vérification PERIODIQUE de niveau","MPS","DEF","U441","11U","594 961,00","2024-04-11",3,1,0,52,1,"BIOMED_ULIS",{"$error":"#NAME?"},{"$f":"IFERROR(\"Oui, à la ligne \" & MATCH(tableFévrier[[#This Row],[Fusion]],tableOctobre[Fusion],0)+1,\"Non trouvé\")","v":"Non trouvé"},null,654,null,654]
["DE3CML04","Affichage Niveau caloporteur C22","U_METR000024","Vérification PERIODIQUE de niveau","MPS","DEF","U441","11U","594 963,00","2024-04-11",3,1,0,52,1,"BIOMED_ULIS",{"$error":"#NAME?"},{"$f":"IFERROR(\"Oui, à la ligne \" & MATCH(tableFévrier[[#This Row],[Fusion]],tableOctobre[Fusion],0)+1,\"Non trouvé\")","v":"Non trouvé"},null,655,null,655]
["GAMCUVERIE","Equipements cuverie gamma","U_CURA014896","Remplacement sondes sur réacteurs","AME","AR","U441","11U",null,"3000-01-01",0,1,0,null,null,"BIOMED_ULIS",{"$error":"#NAME?"},{"$f":"IFERROR(\"Oui, à la ligne \" & MATCH(tableFévrier[[#This Row],[Fusion]],tableOctobre[Fusion],0)+1,\"Non trouvé\")","v":"Non trouvé"},null,656,null,656]
["GAMCUVERIE","Equipements cuverie gamma","U_DOC000001","Mise à jour documentaire","AME","DEF","U441","30U","38 758,00","3000-01-01",0,1,0,null,null,"BIOMED_ULIS",{"$error":"#NAME?"},{"$f":"IFERROR(\"Oui, à la ligne \" & MATCH(tableFévrier[[#This Row],[Fusion]],tableOctobre[Fusion],0)+1,\"Non trouvé\")","v":"Non trouvé"},null,657,null,657]
["RIMEQUIP","Equipements spécif. labo. radio-immuno.","U_CURA015058","Remplacement d'un téléphone mural par un","MC","AR","U624UAP","AR",null,"3000-01-01",0,1,0,null,null,"BIOMED_ULIS",{"$error":"#NAME?"},{"$f":"IFERROR(\"Oui, à la ligne \" & MATCH(tableFévrier[[#This Row],[Fusion]],tableOctobre[Fusion],0)+1,\"Non trouvé\")","v":"Non trouvé"},null,658,null,658]
["AC01","Air climatisé zone de fabrication b8 : Atelier Albumine","U_CLIM000203","Vitesses souff. repri. termi. pour Emery","MPS","DEF","U222AC","10U","603 262,00","2024-08-05",3,1,0,52,1,"BIOMED_ULIS",{"$error":"#NAME?"},{"$f":"IFERROR(\"Oui, à la ligne \" & MATCH(tableFévrier[[#This Row],[Fusion]],tableOctobre[Fusion],0)+1,\"Non trouvé\")","v":"Non trouvé"},null,659,null,659]
["AC06","Air climatisé +4°C atelier albumine B8","U_CLIM000203","Vitesses souff. repri. termi. pour Emery","MPS","DEF","U222AC","10U","603 265,00","2024-08-09",3,1,0,52,1,"BIOMED_ULIS",{"$error":"#NAME?"},{"$f":"IFERROR(\"Oui, à la ligne \" & MATCH(tableFévrier[[#This Row],[Fusion]],tableOctobre[Fusion],0)+1,\"Non trouvé\")","v":"Non trouvé"},null,660,null,660]
["AC07","Air climatisé ateliers +4° gamma","U_CLIM000203","Vitesses souff. repri. termi. pour Emery","MPS","DEF","U222AC","10U","617 265,00","2024-12-10",3,1,0,52,1,"BIOMED_ULIS",{"$error":"#NAME?"},{"$f":"IFERROR(\"Oui, à la ligne \" & MATCH(tableFévrier[[#This Row],[Fusion]],tableOctobre[Fusion],0)+1,\"Non trouvé\")","v":"Non trouvé"},null,661,null,661]
["AC08","Air climatisé atelier décongélation B8","U_CLIM000203","Vitesses souff. repri. termi. pour Emery","MPS","DEF","U222AC","10U","617 222,00","2024-12-06",3,1,0,52,1,"BIOMED_ULIS",{"$error":"#NAME?"},{"$f":"IFERROR(\"Oui, à la ligne \" & MATCH(tableFévrier[[#This Row],[Fusion]],tableOctobre[Fusion],0)+1,\"Non trouvé\")","v":"Non trouvé"},null,662,null,662]
["AC13","Air climatisé local cryosas B8","U_CLIM000203","Vitesses souff. repri. termi. pour Emery","MPS","DEF","U222AC","10U","617 224,00","2024-12-06",3,1,0,52,1,"BIOMED_ULIS",{"$error":"#NAME?"},{"$f":"IFERROR(\"Oui, à la ligne \" & MATCH(tableFévrier[[#This Row],[Fusion]],tableOctobre[Fusion],0)+1,\"Non trouvé\")","v":"Non trouvé"},null,663,null,663]
["AC38","Air climatisé vestiaires production B8","U_CLIM000203","Vitesses souff. repri. termi. pour Emery","MPS","DEF","U222AC","10U","603 233,00","2024-07-25",3,1,0,52,1,"BIOMED_ULIS",{"$error":"#NAME?"},{"$f":"IFERROR(\"Oui, à la ligne \" & MATCH(tableFévrier[[#This Row],[Fusion]],tableOctobre[Fusion],0)+1,\"Non trouvé\")","v":"Non trouvé"},null,664,null,664]
["AC77","Air climatisé ateliers ambiants gamma B8","U_CLIM000203","Vitesses souff. repri. termi. pour Emery","MPS","DEF","U222AC","10U","617 230,00","2024-12-07",3,1,0,52,1,"BIOMED_ULIS",{"$error":"#NAME?"},{"$f":"IFERROR(\"Oui, à la ligne \" & MATCH(tableFévrier[[#This Row],[Fusion]],tableOctobre[Fusion],0)+1,\"Non trouvé\")","v":"Non trouvé"},null,665,null,665]
["PLACML07","Affichage niveau cuve PLAT001","U_METR000024","Vérification PERIODIQUE de niveau","MPS","DEF","U410","11U","604 229,00","2024-07-16",3,1,0,52,1,"BIOMED_ULIS",{"$error":"#NAME?"},{"$f":"IFERROR(\"Oui, à la ligne \" & MATCH(tableFévrier[[#This Row],[Fusion]],tableOctobre[Fusion],0)+1,\"Non trouvé\")","v":"Non trouvé"},null,666,null,666]
["PLAT001","Cuve sortie fondoir","U_CONT000013","Visite réglementaire pression/vapeur","MPS","DEF","U410","15U","87 306,00","3000-01-01",0,1,0,null,null,"BIOMED_ULIS",{"$error":"#NAME?"},{"$f":"IFERROR(\"Oui, à la ligne \" & MATCH(tableFévrier[[#This Row],[Fusion]],tableOctobre[Fusion],0)+1,\"Non trouvé\")","v":"Non trouvé"},null,667,null,667]
["PLAPAL04","Palan électrique articulée centri. plasma","U_LEVA000020","Maintenance périodique","MPS","DEF","U440LEV","15U","600 426,00","2024-07-18",3,30,0,52,1,"BIOMED_ULIS",{"$error":"#NAME?"},{"$f":"IFERROR(\"Oui, à la ligne \" & MATCH(tableFévrier[[#This Row],[Fusion]],tableOctobre[Fusion],0)+1,\"Non trouvé\")","v":"Non trouvé"},null,668,null,668]
["GAMPAL06","Palan sur monorail centri. gamma","U_LEVA000020","Maintenance périodique","MPS","DEF","U440LEV","15U","600 424,00","2024-07-18",3,30,0,52,1,"BIOMED_ULIS",{"$error":"#NAME?"},{"$f":"IFERROR(\"Oui, à la ligne \" & MATCH(tableFévrier[[#This Row],[Fusion]],tableOctobre[Fusion],0)+1,\"Non trouvé\")","v":"Non trouvé"},null,669,null,669]
["AC09CT09","Caisson de traitement conditionnement B8","U_CLIM000002","Maintenance caisson de climatisation","MPS","DEF","U222AC","10U","113 087,00","3000-01-01",0,1,0,null,null,"BIOMED_ULIS",{"$error":"#NAME?"},{"$f":"IFERROR(\"Oui, à la ligne \" & MATCH(tableFévrier[[#This Row],[Fusion]],tableOctobre[Fusion],0)+1,\"Non trouvé\")","v":"Non trouvé"},null,670,null,670]
["AC13CT13","Caisson de trait. air cryosas B8","U_CLIM000002","Maintenance caisson de climatisation","MPS","DEF","U222AC","10U","603 142,00","2024-07-13",3,1,0,365,0,"BIOMED_ULIS",{"$error":"#NAME?"},{"$f":"IFERROR(\"Oui, à la ligne \" & MATCH(tableFévrier[[#This Row],[Fusion]],tableOctobre[Fusion],0)+1,\"Non trouvé\")","v":"Non trouvé"},null,671,null,671]
["AC38CT38","Caisson de traitement air vestiaires B8","U_CLIM000002","Maintenance caisson de climatisation","MPS","DEF","U222AC","10U","603 154,00","2024-07-13",3,1,0,365,0,"BIOMED_ULIS",{"$error":"#NAME?"},{"$f":"IFERROR(\"Oui, à la ligne \" & MATCH(tableFévrier[[#This Row],[Fusion]],tableOctobre[Fusion],0)+1,\"Non trouvé\")","v":"Non trouvé"},null,672,null,672]
["AC09CT09","Caisson de traitement conditionnement B8","U_CLIM000201","Contrôle CTA","MPS","DEF","U222AC","10U","626 573,00","2024-02-06",3,1,0,30,0,"BIOMED_ULIS",{"$error":"#NAME?"},{"$f":"IFERROR(\"Oui, à la ligne \" & MATCH(tableFévrier[[#This Row],[Fusion]],tableOctobre[Fusion],0)+1,\"Non trouvé\")","v":"Non trouvé"},null,673,null,673]
["PLAT001","Cuve sortie fondoir","U_MECA000014","Maintenance annuelle cuve","MPS","DEF","U410","11U","604 079,00","2024-06-24",3,1,0,52,1,"BIOMED_ULIS",{"$error":"#NAME?"},{"$f":"IFERROR(\"Oui, à la ligne \" & MATCH(tableFévrier[[#This Row],[Fusion]],tableOctobre[Fusion],0)+1,\"Non trouvé\")","v":"Non trouvé"},null,674,null,674]
["BAT08SS06","Local FC ZNHV","U_CURA015642","Travaux elec","AME","AR","U200BATP","11U",null,"3000-01-01",0,1,0,null,null,"BIOMED_ULIS",{"$error":"#NAME?"},{"$f":"IFERROR(\"Oui, à la ligne \" & MATCH(tableFévrier[[#This Row],[Fusion]],tableOctobre[Fusion],0)+1,\"Non trouvé\")","v":"Non trouvé"},null,675,null,675]
["BAT11CMT307","Affichage température ambiance EPL2CF07","U_METR000012","Vérification PERIODIQUE température","MPS","METR","U406","10U","598 456,00","2024-05-30",3,1,0,365,0,"BIOMED_ULIS",{"$error":"#NAME?"},{"$f":"IFERROR(\"Oui, à la ligne \" & MATCH(tableFévrier[[#This Row],[Fusion]],tableOctobre[Fusion],0)+1,\"Non trouvé\")","v":"Non trouvé"},null,676,null,676]
["AC70CV70","Caisson de ventilation bâtiment B1","U_CLIM000201","Contrôle CTA","MPS","DEF","U222AC","10U","617 220,00","2024-03-06",3,1,0,90,0,"BIOMED_ULIS",{"$error":"#NAME?"},{"$f":"IFERROR(\"Oui, à la ligne \" & MATCH(tableFévrier[[#This Row],[Fusion]],tableOctobre[Fusion],0)+1,\"Non trouvé\")","v":"Non trouvé"},null,677,null,677]
["BAT08PLASMA","Bâtiment 8 atelier décongélation","U_CURA015481","Divers travaux communs zone production","MPS","AR","U200BATP","13U","19 609,00","3000-01-01",0,1,0,null,null,"BIOMED_ULIS",{"$error":"#NAME?"},{"$f":"IFERROR(\"Oui, à la ligne \" & MATCH(tableFévrier[[#This Row],[Fusion]],tableOctobre[Fusion],0)+1,\"Non trouvé\")","v":"Non trouvé"},null,678,null,678]
["BAT08","Bâtiment 8 de production","U_CURA015651","Résine sol 8ss09","AME","AR","U200BATP","13U",null,"3000-01-01",0,1,0,null,null,"BIOMED_ULIS",{"$error":"#NAME?"},{"$f":"IFERROR(\"Oui, à la ligne \" & MATCH(tableFévrier[[#This Row],[Fusion]],tableOctobre[Fusion],0)+1,\"Non trouvé\")","v":"Non trouvé"},null,679,null,679]
["HSOP001","Pompe 1 acide sulfurique neut. effluents NEP","U_CURA015655","Maintenance de la pompe","MPC","AR","U236NEP","11U",null,"3000-01-01",0,1,0,null,null,"BIOMED_ULIS",{"$error":"#NAME?"},{"$f":"IFERROR(\"Oui, à la ligne \" & MATCH(tableFévrier[[#This Row],[Fusion]],tableOctobre[Fusion],0)+1,\"Non trouvé\")","v":"Non trouvé"},null,680,null,680]
["BAT08ALBUMINE","Bâtiment 8 atelier albumine","U_CURA015481","Divers travaux communs zone production","MPS","AR","U200BATP","13U","19 651,00","3000-01-01",0,1,0,null,null,"BIOMED_ULIS",{"$error":"#NAME?"},{"$f":"IFERROR(\"Oui, à la ligne \" & MATCH(tableFévrier[[#This Row],[Fusion]],tableOctobre[Fusion],0)+1,\"Non trouvé\")","v":"Non trouvé"},null,681,null,681]
["BAT08GAMMA","Bâtiment 8 atelier gamma","U_CURA015481","Divers travaux communs zone production","MPS","AR","U200BATP","13U","21 655,00","3000-01-01",0,1,0,null,null,"BIOMED_ULIS",{"$error":"#NAME?"},{"$f":"IFERROR(\"Oui, à la ligne \" & MATCH(tableFévrier[[#This Row],[Fusion]],tableOctobre[Fusion],0)+1,\"Non trouvé\")","v":"Non trouvé"},null,682,null,682]
["BAT08COND","Bâtiment 8 atelier conditionnement","U_CURA015481","Divers travaux communs zone production","MPS","AR","U200BATP","13U","19 653,00","3000-01-01",0,1,0,null,null,"BIOMED_ULIS",{"$error":"#NAME?"},{"$f":"IFERROR(\"Oui, à la ligne \" & MATCH(tableFévrier[[#This Row],[Fusion]],tableOctobre[Fusion],0)+1,\"Non trouvé\")","v":"Non trouvé"},null,683,null,683]
["GW210","Circuit de refroidissement GAMR010","U_MECA000096","Ctrl vase expension et circuit refroi","MPS","DEF","U222GW","11U","619 228,00","2024-12-14",3,1,0,52,1,"BIOMED_ULIS",{"$error":"#NAME?"},{"$f":"IFERROR(\"Oui, à la ligne \" & MATCH(tableFévrier[[#This Row],[Fusion]],tableOctobre[Fusion],0)+1,\"Non trouvé\")","v":"Non trouvé"},null,684,null,684]
["PLADE","Skid refroidissement centris plama","U_CURA015714","Amélioration niveau cuve","AME","AR","U410","11U",null,"3000-01-01",0,1,0,null,null,"BIOMED_ULIS",{"$error":"#NAME?"},{"$f":"IFERROR(\"Oui, à la ligne \" & MATCH(tableFévrier[[#This Row],[Fusion]],tableOctobre[Fusion],0)+1,\"Non trouvé\")","v":"Non trouvé"},null,685,null,685]
["GW71","Circuit de refroidissement ALBR001","U_MECA000096","Ctrl vase expension et circuit refroi","MPS","DEF","U222GW","11U","619 174,00","2024-12-09",3,1,0,52,1,"BIOMED_ULIS",{"$error":"#NAME?"},{"$f":"IFERROR(\"Oui, à la ligne \" & MATCH(tableFévrier[[#This Row],[Fusion]],tableOctobre[Fusion],0)+1,\"Non trouvé\")","v":"Non trouvé"},null,686,null,686]
["GW72","Circuit de refroidissement ALBR002","U_MECA000096","Ctrl vase expension et circuit refroi","MPS","DEF","U222GW","11U","603 924,00","2024-08-04",3,1,0,365,0,"BIOMED_ULIS",{"$error":"#NAME?"},{"$f":"IFERROR(\"Oui, à la ligne \" & MATCH(tableFévrier[[#This Row],[Fusion]],tableOctobre[Fusion],0)+1,\"Non trouvé\")","v":"Non trouvé"},null,687,null,687]
["GW73","Circuit de refroidissement ALBR003","U_MECA000096","Ctrl vase expension et circuit refroi","MPS","DEF","U222GW","11U","613 697,00","2024-09-07",3,1,0,365,0,"BIOMED_ULIS",{"$error":"#NAME?"},{"$f":"IFERROR(\"Oui, à la ligne \" & MATCH(tableFévrier[[#This Row],[Fusion]],tableOctobre[Fusion],0)+1,\"Non trouvé\")","v":"Non trouvé"},null,688,null,688]
["GW74","Circuit de refroidissement ALBR004","U_MECA000096","Ctrl vase expension et circuit refroi","MPS","DEF","U222GW","11U","619 229,00","2024-12-14",3,1,0,52,1,"BIOMED_ULIS",{"$error":"#NAME?"},{"$f":"IFERROR(\"Oui, à la ligne \" & MATCH(tableFévrier[[#This Row],[Fusion]],tableOctobre[Fusion],0)+1,\"Non trouvé\")","v":"Non trouvé"},null,689,null,689]
["GW75","Circuit de refroidissement ALBR005","U_MECA000096","Ctrl vase expension et circuit refroi","MPS","DEF","U222GW","11U","619 230,00","2024-12-14",3,1,0,52,1,"BIOMED_ULIS",{"$error":"#NAME?"},{"$f":"IFERROR(\"Oui, à la ligne \" & MATCH(tableFévrier[[#This Row],[Fusion]],tableOctobre[Fusion],0)+1,\"Non trouvé\")","v":"Non trouvé"},null,690,null,690]
["GW76","Circuit de refroidissement ALBR006","U_MECA000096","Ctrl vase expension et circuit refroi","MPS","DEF","U222GW","11U","619 231,00","2024-12-14",3,1,0,52,1,"BIOMED_ULIS",{"$error":"#NAME?"},{"$f":"IFERROR(\"Oui, à la ligne \" & MATCH(tableFévrier[[#This Row],[Fusion]],tableOctobre[Fusion],0)+1,\"Non trouvé\")","v":"Non trouvé"},null,691,null,691]
["ALBCMF01","Affichage débit sortie canal UF","U_METR000011","Vérification PERIODIQUE de débit","MPS","DEF","U440","11U","603 804,00","2024-07-29",3,1,0,365,0,"BIOMED_ULIS",{"$error":"#NAME?"},{"$f":"IFERROR(\"Oui, à la ligne \" & MATCH(tableFévrier[[#This Row],[Fusion]],tableOctobre[Fusion],0)+1,\"Non trouvé\")","v":"Non trouvé"},null,692,null,692]
["FW1","Réseau eau incendie RIA B1 à B8","U_CURA015818","RIA","MPS","DEF","U130","AR",null,"3000-01-01",0,1,0,null,null,"BIOMED_ULIS",{"$error":"#NAME?"},{"$f":"IFERROR(\"Oui, à la ligne \" & MATCH(tableFévrier[[#This Row],[Fusion]],tableOctobre[Fusion],0)+1,\"Non trouvé\")","v":"Non trouvé"},null,693,null,693]
["PLACMT07","Température ambiance PLACF03 sur GTC","U_METR000012","Vérification PERIODIQUE température","MPS","DEF","U410","11U","604 310,00","2024-07-29",3,1,0,365,0,"BIOMED_ULIS",{"$error":"#NAME?"},{"$f":"IFERROR(\"Oui, à la ligne \" & MATCH(tableFévrier[[#This Row],[Fusion]],tableOctobre[Fusion],0)+1,\"Non trouvé\")","v":"Non trouvé"},null,694,null,694]
["AC01F07","Filtration terminale clim. pièce 8RC65","U_CLIM000138","Remplacement filtre HEPA","MPS","CLIM","U222AC","10U","603 083,00","2029-08-01",2,1,0,"2 190,00",0,"BIOMED_ULIS",{"$error":"#NAME?"},{"$f":"IFERROR(\"Oui, à la ligne \" & MATCH(tableFévrier[[#This Row],[Fusion]],tableOctobre[Fusion],0)+1,\"Non trouvé\")","v":"Non trouvé"},null,695,null,695]
["AC01F08","Filtration terminale clim. pièce 8RC65","U_CLIM000138","Remplacement filtre HEPA","MPS","CLIM","U222AC","10U","603 084,00","2029-07-01",2,1,0,"2 190,00",0,"BIOMED_ULIS",{"$error":"#NAME?"},{"$f":"IFERROR(\"Oui, à la ligne \" & MATCH(tableFévrier[[#This Row],[Fusion]],tableOctobre[Fusion],0)+1,\"Non trouvé\")","v":"Non trouvé"},null,696,null,696]
["AC01F09","Filtration terminale clim. pièce 8RC71","U_CLIM000138","Remplacement filtre HEPA","MPS","CLIM","U222AC","10U","603 085,00","2029-07-04",3,1,0,"2 190,00",0,"BIOMED_ULIS",{"$error":"#NAME?"},{"$f":"IFERROR(\"Oui, à la ligne \" & MATCH(tableFévrier[[#This Row],[Fusion]],tableOctobre[Fusion],0)+1,\"Non trouvé\")","v":"Non trouvé"},null,697,null,697]
["AC01F10","Filtration terminale clim. pièce 8RC71","U_CLIM000138","Remplacement filtre HEPA","MPS","CLIM","U222AC","10U","603 086,00","2029-07-04",3,1,0,"2 190,00",0,"BIOMED_ULIS",{"$error":"#NAME?"},{"$f":"IFERROR(\"Oui, à la ligne \" & MATCH(tableFévrier[[#This Row],[Fusion]],tableOctobre[Fusion],0)+1,\"Non trouvé\")","v":"Non trouvé"},null,698,null,698]
["AC01F11","Filtration terminale clim. pièce 8RC71","U_CLIM000138","Remplacement filtre HEPA","MPS","CLIM","U222AC","10U","603 087,00","2029-07-04",3,1,0,"2 190,00",0,"BIOMED_ULIS",{"$error":"#NAME?"},{"$f":"IFERROR(\"Oui, à la ligne \" & MATCH(tableFévrier[[#This Row],[Fusion]],tableOctobre[Fusion],0)+1,\"Non trouvé\")","v":"Non trouvé"},null,699,null,699]
["AC01F12","Filtration terminale n°12 clim. 8RC61","U_CLIM000138","Remplacement filtre HEPA","MPS","CLIM","U222AC","10U","603 088,00","2029-07-01",2,1,0,"2 190,00",0,"BIOMED_ULIS",{"$error":"#NAME?"},{"$f":"IFERROR(\"Oui, à la ligne \" & MATCH(tableFévrier[[#This Row],[Fusion]],tableOctobre[Fusion],0)+1,\"Non trouvé\")","v":"Non trouvé"},null,700,null,700]
["AC01F13","Filtration terminale n°13 clim. 8RC61","U_CLIM000138","Remplacement filtre HEPA","MPS","CLIM","U222AC","10U","603 089,00","2029-07-04",3,1,0,"2 190,00",0,"BIOMED_ULIS",{"$error":"#NAME?"},{"$f":"IFERROR(\"Oui, à la ligne \" & MATCH(tableFévrier[[#This Row],[Fusion]],tableOctobre[Fusion],0)+1,\"Non trouvé\")","v":"Non trouvé"},null,701,null,701]
["AC01F15","Filtration terminale clim. 8RC72","U_CLIM000138","Remplacement filtre HEPA","MPS","CLIM","U222AC","10U","603 090,00","2029-07-01",2,1,0,"2 190,00",0,"BIOMED_ULIS",{"$error":"#NAME?"},{"$f":"IFERROR(\"Oui, à la ligne \" & MATCH(tableFévrier[[#This Row],[Fusion]],tableOctobre[Fusion],0)+1,\"Non trouvé\")","v":"Non trouvé"},null,702,null,702]
["AC01F16","Filtration terminale n°16 clim. 8RC70","U_CLIM000138","Remplacement filtre HEPA","MPS","CLIM","U222AC","10U","603 091,00","2029-07-04",3,1,0,"2 190,00",0,"BIOMED_ULIS",{"$error":"#NAME?"},{"$f":"IFERROR(\"Oui, à la ligne \" & MATCH(tableFévrier[[#This Row],[Fusion]],tableOctobre[Fusion],0)+1,\"Non trouvé\")","v":"Non trouvé"},null,703,null,703]
["AC01F17","Filtration terminale n°17 clim. 8RC70","U_CLIM000138","Remplacement filtre HEPA","MPS","CLIM","U222AC","10U","603 092,00","2029-07-01",2,1,0,"2 190,00",0,"BIOMED_ULIS",{"$error":"#NAME?"},{"$f":"IFERROR(\"Oui, à la ligne \" & MATCH(tableFévrier[[#This Row],[Fusion]],tableOctobre[Fusion],0)+1,\"Non trouvé\")","v":"Non trouvé"},null,704,null,704]
["AC01F18","Filtration terminale n°18 clim. 8RC70","U_CLIM000138","Remplacement filtre HEPA","MPS","CLIM","U222AC","10U","603 093,00","2029-07-01",2,1,0,"2 190,00",0,"BIOMED_ULIS",{"$error":"#NAME?"},{"$f":"IFERROR(\"Oui, à la ligne \" & MATCH(tableFévrier[[#This Row],[Fusion]],tableOctobre[Fusion],0)+1,\"Non trouvé\")","v":"Non trouvé"},null,705,null,705]
["AC01F19","Filtration terminale n° 19 pièce 8RC123","U_CLIM000138","Remplacement filtre HEPA","MPS","CLIM","U222AC","10U","603 260,00","2029-07-01",2,1,0,"2 190,00",0,"BIOMED_ULIS",{"$f":"_xlfn.TEXTJOIN(\"\",TRUE,A706:D706,H706,N706)","v":{"$error":"#NAME?"}},{"$f":"IFERROR(\"Oui, à la ligne \" & MATCH(tableFévrier[[#This Row],[Fusion]],tableOctobre[Fusion],0)+1,\"Non trouvé\")","v":"Non trouvé"},null,706,null,706]
["AC01F20","Filtration terminale n°20 clim. 8RC123","U_CLIM000138","Remplacement filtre HEPA","MPS","CLIM","U222AC","10U","603 261,00","2029-07-01",2,1,0,"2 190,00",0,"BIOMED_ULIS",{"$error":"#NAME?"},{"$f":"IFERROR(\"Oui, à la ligne \" & MATCH(tableFévrier[[#This Row],[Fusion]],tableOctobre[Fusion],0)+1,\"Non trouvé\")","v":"Non trouvé"},null,707,null,707]
["AC01F28","Filtration terminale n°28 clim. 8RC62","U_CLIM000138","Remplacement filtre HEPA","MPS","CLIM","U222AC","10U","603 251,00","2029-07-01",2,1,0,"2 190,00",0,"BIOMED_ULIS",{"$error":"#NAME?"},{"$f":"IFERROR(\"Oui, à la ligne \" & MATCH(tableFévrier[[#This Row],[Fusion]],tableOctobre[Fusion],0)+1,\"Non trouvé\")","v":"Non trouvé"},null,708,null,708]
["AC01F29","Filtration terminale n°29 clim. 8RC62","U_CLIM000138","Remplacement filtre HEPA","MPS","CLIM","U222AC","10U","603 095,00","2029-07-01",2,1,0,"2 190,00",0,"BIOMED_ULIS",{"$error":"#NAME?"},{"$f":"IFERROR(\"Oui, à la ligne \" & MATCH(tableFévrier[[#This Row],[Fusion]],tableOctobre[Fusion],0)+1,\"Non trouvé\")","v":"Non trouvé"},null,709,null,709]
["AC01F30","Filtration terminale n°30 clim. 8RC62","U_CLIM000138","Remplacement filtre HEPA","MPS","CLIM","U222AC","10U","603 252,00","2029-07-29",2,1,0,"2 190,00",0,"BIOMED_ULIS",{"$error":"#NAME?"},{"$f":"IFERROR(\"Oui, à la ligne \" & MATCH(tableFévrier[[#This Row],[Fusion]],tableOctobre[Fusion],0)+1,\"Non trouvé\")","v":"Non trouvé"},null,710,null,710]
["AC01F31","Filtration terminale n°31 clim. 8RC62","U_CLIM000138","Remplacement filtre HEPA","MPS","CLIM","U222AC","10U","603 096,00","2029-07-01",2,1,0,"2 190,00",0,"BIOMED_ULIS",{"$error":"#NAME?"},{"$f":"IFERROR(\"Oui, à la ligne \" & MATCH(tableFévrier[[#This Row],[Fusion]],tableOctobre[Fusion],0)+1,\"Non trouvé\")","v":"Non trouvé"},null,711,null,711]
["AC01F32","Filtration terminale n°32 clim. 8RC62","U_CLIM000138","Remplacement filtre HEPA","MPS","CLIM","U222AC","10U","603 097,00","2029-07-26",2,1,0,"2 190,00",0,"BIOMED_ULIS",{"$error":"#NAME?"},{"$f":"IFERROR(\"Oui, à la ligne \" & MATCH(tableFévrier[[#This Row],[Fusion]],tableOctobre[Fusion],0)+1,\"Non trouvé\")","v":"Non trouvé"},null,712,null,712]
["AC01F33","Filtration terminale n°33 clim. 8RC62","U_CLIM000138","Remplacement filtre HEPA","MPS","CLIM","U222AC","10U","603 098,00","2029-07-01",2,1,0,"2 190,00",0,"BIOMED_ULIS",{"$error":"#NAME?"},{"$f":"IFERROR(\"Oui, à la ligne \" & MATCH(tableFévrier[[#This Row],[Fusion]],tableOctobre[Fusion],0)+1,\"Non trouvé\")","v":"Non trouvé"},null,713,null,713]
["AC01F34","Filtration terminale n°34 clim. 8RC62","U_CLIM000138","Remplacement filtre HEPA","MPS","CLIM","U222AC","10U","603 099,00","2029-07-01",2,1,0,"2 190,00",0,"BIOMED_ULIS",{"$error":"#NAME?"},{"$f":"IFERROR(\"Oui, à la ligne \" & MATCH(tableFévrier[[#This Row],[Fusion]],tableOctobre[Fusion],0)+1,\"Non trouvé\")","v":"Non trouvé"},null,714,null,714]
["AC01F35","Filtration terminale n°35 clim. 8RC62","U_CLIM000138","Remplacement filtre HEPA","MPS","CLIM","U222AC","10U","603 100,00","2029-07-01",2,1,0,"2 190,00",0,"BIOMED_ULIS",{"$error":"#NAME?"},{"$f":"IFERROR(\"Oui, à la ligne \" & MATCH(tableFévrier[[#This Row],[Fusion]],tableOctobre[Fusion],0)+1,\"Non trouvé\")","v":"Non trouvé"},null,715,null,715]
["AC01F36","Filtration terminale n°36 clim. 8RC62","U_CLIM000138","Remplacement filtre HEPA","MPS","CLIM","U222AC","10U","603 101,00","2029-08-01",2,1,0,"2 190,00",0,"BIOMED_ULIS",{"$error":"#NAME?"},{"$f":"IFERROR(\"Oui, à la ligne \" & MATCH(tableFévrier[[#This Row],[Fusion]],tableOctobre[Fusion],0)+1,\"Non trouvé\")","v":"Non trouvé"},null,716,null,716]
["AC01F37","Filtration terminale n°37 clim. 8RC62","U_CLIM000138","Remplacement filtre HEPA","MPS","CLIM","U222AC","10U","603 102,00","2029-07-01",2,1,0,"2 190,00",0,"BIOMED_ULIS",{"$error":"#NAME?"},{"$f":"IFERROR(\"Oui, à la ligne \" & MATCH(tableFévrier[[#This Row],[Fusion]],tableOctobre[Fusion],0)+1,\"Non trouvé\")","v":"Non trouvé"},null,717,null,717]
["AC01F38","Filtration terminale n°38 clim. 8RC62","U_CLIM000138","Remplacement filtre HEPA","MPS","CLIM","U222AC","10U","603 103,00","2029-07-01",2,1,0,"2 190,00",0,"BIOMED_ULIS",{"$error":"#NAME?"},{"$f":"IFERROR(\"Oui, à la ligne \" & MATCH(tableFévrier[[#This Row],[Fusion]],tableOctobre[Fusion],0)+1,\"Non trouvé\")","v":"Non trouvé"},null,718,null,718]
["AC01F39","Filtration terminale n°39 clim. 8RC62","U_CLIM000138","Remplacement filtre HEPA","MPS","CLIM","U222AC","10U","603 104,00","2029-07-01",2,1,0,"2 190,00",0,"BIOMED_ULIS",{"$error":"#NAME?"},{"$f":"IFERROR(\"Oui, à la ligne \" & MATCH(tableFévrier[[#This Row],[Fusion]],tableOctobre[Fusion],0)+1,\"Non trouvé\")","v":"Non trouvé"},null,719,null,719]
["AC01F40","Filtration terminale n°40 clim. 8RC62","U_CLIM000138","Remplacement filtre HEPA","MPS","CLIM","U222AC","10U","603 105,00","2029-07-01",2,1,0,"2 190,00",0,"BIOMED_ULIS",{"$error":"#NAME?"},{"$f":"IFERROR(\"Oui, à la ligne \" & MATCH(tableFévrier[[#This Row],[Fusion]],tableOctobre[Fusion],0)+1,\"Non trouvé\")","v":"Non trouvé"},null,720,null,720]
["AC01F41","Filtration terminale n°41 clim. 8RC62","U_CLIM000138","Remplacement filtre HEPA","MPS","CLIM","U222AC","10U","603 106,00","2029-07-01",2,1,0,"2 190,00",0,"BIOMED_ULIS",{"$error":"#NAME?"},{"$f":"IFERROR(\"Oui, à la ligne \" & MATCH(tableFévrier[[#This Row],[Fusion]],tableOctobre[Fusion],0)+1,\"Non trouvé\")","v":"Non trouvé"},null,721,null,721]
["AC01F42","Filtration terminale n°42 clim. 8RC62","U_CLIM000138","Remplacement filtre HEPA","MPS","CLIM","U222AC","10U","603 107,00","2029-07-01",2,1,0,"2 190,00",0,"BIOMED_ULIS",{"$error":"#NAME?"},{"$f":"IFERROR(\"Oui, à la ligne \" & MATCH(tableFévrier[[#This Row],[Fusion]],tableOctobre[Fusion],0)+1,\"Non trouvé\")","v":"Non trouvé"},null,722,null,722]
["AC01F43","Filtration terminale n°43 clim. 8RC62","U_CLIM000138","Remplacement filtre HEPA","MPS","CLIM","U222AC","10U","603 108,00","2029-07-01",2,1,0,"2 190,00",0,"BIOMED_ULIS",{"$error":"#NAME?"},{"$f":"IFERROR(\"Oui, à la ligne \" & MATCH(tableFévrier[[#This Row],[Fusion]],tableOctobre[Fusion],0)+1,\"Non trouvé\")","v":"Non trouvé"},null,723,null,723]
["AC01F44","Filtration terminale n°44 clim. 8RC62","U_CLIM000138","Remplacement filtre HEPA","MPS","CLIM","U222AC","10U","603 109,00","2029-07-01",2,1,0,"2 190,00",0,"BIOMED_ULIS",{"$error":"#NAME?"},{"$f":"IFERROR(\"Oui, à la ligne \" & MATCH(tableFévrier[[#This Row],[Fusion]],tableOctobre[Fusion],0)+1,\"Non trouvé\")","v":"Non trouvé"},null,724,null,724]
["AC01F45","Filtration terminale n°45 clim. 8RC62","U_CLIM000138","Remplacement filtre HEPA","MPS","CLIM","U222AC","10U","603 110,00","2029-07-01",2,1,0,"2 190,00",0,"BIOMED_ULIS",{"$error":"#NAME?"},{"$f":"IFERROR(\"Oui, à la ligne \" & MATCH(tableFévrier[[#This Row],[Fusion]],tableOctobre[Fusion],0)+1,\"Non trouvé\")","v":"Non trouvé"},null,725,null,725]
["AC01F46","Filtration terminale n°46 clim. 8RC62","U_CLIM000138","Remplacement filtre HEPA","MPS","CLIM","U222AC","10U","603 111,00","2029-07-01",2,1,0,"2 190,00",0,"BIOMED_ULIS",{"$error":"#NAME?"},{"$f":"IFERROR(\"Oui, à la ligne \" & MATCH(tableFévrier[[#This Row],[Fusion]],tableOctobre[Fusion],0)+1,\"Non trouvé\")","v":"Non trouvé"},null,726,null,726]
["AC01F47","Filtration terminale n°47 clim. 8RC62","U_CLIM000138","Remplacement filtre HEPA","MPS","CLIM","U222AC","10U","603 112,00","2029-07-01",2,1,0,"2 190,00",0,"BIOMED_ULIS",{"$error":"#NAME?"},{"$f":"IFERROR(\"Oui, à la ligne \" & MATCH(tableFévrier[[#This Row],[Fusion]],tableOctobre[Fusion],0)+1,\"Non trouvé\")","v":"Non trouvé"},null,727,null,727]
["AC01F48","Filtration terminale n°48 clim. 8RC62","U_CLIM000138","Remplacement filtre HEPA","MPS","CLIM","U222AC","10U","603 113,00","2029-07-01",2,1,0,"2 190,00",0,"BIOMED_ULIS",{"$error":"#NAME?"},{"$f":"IFERROR(\"Oui, à la ligne \" & MATCH(tableFévrier[[#This Row],[Fusion]],tableOctobre[Fusion],0)+1,\"Non trouvé\")","v":"Non trouvé"},null,728,null,728]
["AC01F49","Filtration terminale n°49 clim. 8RC67","U_CLIM000138","Remplacement filtre HEPA","MPS","CLIM","U222AC","10U","603 114,00","2029-07-01",2,1,0,"2 190,00",0,"BIOMED_ULIS",{"$error":"#NAME?"},{"$f":"IFERROR(\"Oui, à la ligne \" & MATCH(tableFévrier[[#This Row],[Fusion]],tableOctobre[Fusion],0)+1,\"Non trouvé\")","v":"Non trouvé"},null,729,null,729]
["AC01F05","Filtration terminale  n° 5 clim. 8RC74","U_CLIM000138","Remplacement filtre HEPA","MPS","CLIM","U222AC","10U","603 082,00","2029-08-01",2,1,0,"2 190,00",0,"BIOMED_ULIS",{"$error":"#NAME?"},{"$f":"IFERROR(\"Oui, à la ligne \" & MATCH(tableFévrier[[#This Row],[Fusion]],tableOctobre[Fusion],0)+1,\"Non trouvé\")","v":"Non trouvé"},null,730,null,730]
["AC06F01","Filtration terminale n°01 clim. 8RC60","U_CLIM000138","Remplacement filtre HEPA","MPS","CLIM","U222AC","10U","603 119,00","2029-07-04",3,1,0,"2 190,00",0,"BIOMED_ULIS",{"$error":"#NAME?"},{"$f":"IFERROR(\"Oui, à la ligne \" & MATCH(tableFévrier[[#This Row],[Fusion]],tableOctobre[Fusion],0)+1,\"Non trouvé\")","v":"Non trouvé"},null,731,null,731]
["AC06F02","Filtration terminale n°02 clim. 8RC60","U_CLIM000138","Remplacement filtre HEPA","MPS","CLIM","U222AC","10U","603 120,00","2029-07-04",3,1,0,"2 190,00",0,"BIOMED_ULIS",{"$error":"#NAME?"},{"$f":"IFERROR(\"Oui, à la ligne \" & MATCH(tableFévrier[[#This Row],[Fusion]],tableOctobre[Fusion],0)+1,\"Non trouvé\")","v":"Non trouvé"},null,732,null,732]
["AC06F03","Filtration terminale n°03 clim. 8RC60","U_CLIM000138","Remplacement filtre HEPA","MPS","CLIM","U222AC","10U","603 121,00","2029-07-04",3,1,0,"2 190,00",0,"BIOMED_ULIS",{"$error":"#NAME?"},{"$f":"IFERROR(\"Oui, à la ligne \" & MATCH(tableFévrier[[#This Row],[Fusion]],tableOctobre[Fusion],0)+1,\"Non trouvé\")","v":"Non trouvé"},null,733,null,733]
["AC06F04","Filtration terminale n°04 clim. 8rc59","U_CLIM000138","Remplacement filtre HEPA","MPS","CLIM","U222AC","10U","423 409,00","2029-08-14",3,1,0,"2 190,00",0,"BIOMED_ULIS",{"$error":"#NAME?"},{"$f":"IFERROR(\"Oui, à la ligne \" & MATCH(tableFévrier[[#This Row],[Fusion]],tableOctobre[Fusion],0)+1,\"Non trouvé\")","v":"Non trouvé"},null,734,null,734]
["AC06F05","Filtration terminale n°05 clim. 8rc59","U_CLIM000138","Remplacement filtre HEPA","MPS","CLIM","U222AC","10U","603 122,00","2029-07-04",3,1,0,"2 190,00",0,"BIOMED_ULIS",{"$error":"#NAME?"},{"$f":"IFERROR(\"Oui, à la ligne \" & MATCH(tableFévrier[[#This Row],[Fusion]],tableOctobre[Fusion],0)+1,\"Non trouvé\")","v":"Non trouvé"},null,735,null,735]
["AC07F01","Filtration terminale n°01 clim. 8rc99","U_CLIM000138","Remplacement filtre HEPA","MPS","CLIM","U222AC","10U","460 445,00","2025-12-24",2,1,0,"2 190,00",0,"BIOMED_ULIS",{"$error":"#NAME?"},{"$f":"IFERROR(\"Oui, à la ligne \" & MATCH(tableFévrier[[#This Row],[Fusion]],tableOctobre[Fusion],0)+1,\"Non trouvé\")","v":"Non trouvé"},null,736,null,736]
["AC07F02","Filtration terminale n°02 clim. 8rc102","U_CLIM000138","Remplacement filtre HEPA","MPS","CLIM","U222AC","10U","460 446,00","2025-12-24",2,1,0,"2 190,00",0,"BIOMED_ULIS",{"$error":"#NAME?"},{"$f":"IFERROR(\"Oui, à la ligne \" & MATCH(tableFévrier[[#This Row],[Fusion]],tableOctobre[Fusion],0)+1,\"Non trouvé\")","v":"Non trouvé"},null,737,null,737]
["AC07F03","Filtration terminale n°03 clim. 8rc102","U_CLIM000138","Remplacement filtre HEPA","MPS","CLIM","U222AC","10U","460 447,00","2025-12-28",2,1,0,"2 190,00",0,"BIOMED_ULIS",{"$error":"#NAME?"},{"$f":"IFERROR(\"Oui, à la ligne \" & MATCH(tableFévrier[[#This Row],[Fusion]],tableOctobre[Fusion],0)+1,\"Non trouvé\")","v":"Non trouvé"},null,738,null,738]
["AC07F04","Filtration terminale n°04 clim. 8rc102","U_CLIM000138","Remplacement filtre HEPA","MPS","CLIM","U222AC","10U","460 448,00","2025-12-24",2,1,0,"2 190,00",0,"BIOMED_ULIS",{"$error":"#NAME?"},{"$f":"IFERROR(\"Oui, à la ligne \" & MATCH(tableFévrier[[#This Row],[Fusion]],tableOctobre[Fusion],0)+1,\"Non trouvé\")","v":"Non trouvé"},null,739,null,739]
["AC08F01","Filtration terminal n°01 clim. 1ss28","U_CLIM000138","Remplacement filtre HEPA","MPS","CLIM","U222AC","10U","428 072,00","2024-12-15",2,1,0,"2 190,00",0,"BIOMED_ULIS",{"$error":"#NAME?"},{"$f":"IFERROR(\"Oui, à la ligne \" & MATCH(tableFévrier[[#This Row],[Fusion]],tableOctobre[Fusion],0)+1,\"Non trouvé\")","v":"Non trouvé"},null,740,null,740]
["AC08F02","Filtration terminal n°02 clim. 1ss28","U_CLIM000138","Remplacement filtre HEPA","MPS","CLIM","U222AC","10U","428 073,00","2024-12-15",2,1,0,"2 190,00",0,"BIOMED_ULIS",{"$error":"#NAME?"},{"$f":"IFERROR(\"Oui, à la ligne \" & MATCH(tableFévrier[[#This Row],[Fusion]],tableOctobre[Fusion],0)+1,\"Non trouvé\")","v":"Non trouvé"},null,741,null,741]
["AC08F03","Filtration terminal n°03 clim. 1ss28","U_CLIM000138","Remplacement filtre HEPA","MPS","CLIM","U222AC","10U","428 074,00","2024-12-16",2,1,0,"2 190,00",0,"BIOMED_ULIS",{"$error":"#NAME?"},{"$f":"IFERROR(\"Oui, à la ligne \" & MATCH(tableFévrier[[#This Row],[Fusion]],tableOctobre[Fusion],0)+1,\"Non trouvé\")","v":"Non trouvé"},null,742,null,742]
["AC08F04","Filtration terminal n°04 clim. 1ss28","U_CLIM000138","Remplacement filtre HEPA","MPS","CLIM","U222AC","10U","428 075,00","2024-12-16",2,1,0,"2 190,00",0,"BIOMED_ULIS",{"$error":"#NAME?"},{"$f":"IFERROR(\"Oui, à la ligne \" & MATCH(tableFévrier[[#This Row],[Fusion]],tableOctobre[Fusion],0)+1,\"Non trouvé\")","v":"Non trouvé"},null,743,null,743]
["AC08F05","Filtration terminal n°05 clim. 1ss28","U_CLIM000138","Remplacement filtre HEPA","MPS","CLIM","U222AC","10U","428 076,00","2024-12-16",2,1,0,"2 190,00",0,"BIOMED_ULIS",{"$error":"#NAME?"},{"$f":"IFERROR(\"Oui, à la ligne \" & MATCH(tableFévrier[[#This Row],[Fusion]],tableOctobre[Fusion],0)+1,\"Non trouvé\")","v":"Non trouvé"},null,744,null,744]
["AC08F06","Filtration terminal n°06 clim. 1ss28","U_CLIM000138","Remplacement filtre HEPA","MPS","CLIM","U222AC","10U","612 899,00","2029-08-01",2,1,0,"2 190,00",0,"BIOMED_ULIS",{"$error":"#NAME?"},{"$f":"IFERROR(\"Oui, à la ligne \" & MATCH(tableFévrier[[#This Row],[Fusion]],tableOctobre[Fusion],0)+1,\"Non trouvé\")","v":"Non trouvé"},null,745,null,745]
["AC08F07","Filtration terminal n°07 clim. 1ss31","U_CLIM000138","Remplacement filtre HEPA","MPS","CLIM","U222AC","10U","428 078,00","2024-12-16",2,1,0,"2 190,00",0,"BIOMED_ULIS",{"$error":"#NAME?"},{"$f":"IFERROR(\"Oui, à la ligne \" & MATCH(tableFévrier[[#This Row],[Fusion]],tableOctobre[Fusion],0)+1,\"Non trouvé\")","v":"Non trouvé"},null,746,null,746]
["AC08F08","Filtration terminal n°08 clim. 1ss31","U_CLIM000138","Remplacement filtre HEPA","MPS","CLIM","U222AC","10U","428 079,00","2024-12-15",2,1,0,"2 190,00",0,"BIOMED_ULIS",{"$error":"#NAME?"},{"$f":"IFERROR(\"Oui, à la ligne \" & MATCH(tableFévrier[[#This Row],[Fusion]],tableOctobre[Fusion],0)+1,\"Non trouvé\")","v":"Non trouvé"},null,747,null,747]
["AC08F09","Filtration terminal n°09 clim. 1ss31","U_CLIM000138","Remplacement filtre HEPA","MPS","CLIM","U222AC","10U","428 080,00","2024-12-15",2,1,0,"2 190,00",0,"BIOMED_ULIS",{"$error":"#NAME?"},{"$f":"IFERROR(\"Oui, à la ligne \" & MATCH(tableFévrier[[#This Row],[Fusion]],tableOctobre[Fusion],0)+1,\"Non trouvé\")","v":"Non trouvé"},null,748,null,748]
["AC08F10","Filtration terminal n°10 clim. 1ss35","U_CLIM000138","Remplacement filtre HEPA","MPS","CLIM","U222AC","10U","428 081,00","2024-12-15",2,1,0,"2 190,00",0,"BIOMED_ULIS",{"$error":"#NAME?"},{"$f":"IFERROR(\"Oui, à la ligne \" & MATCH(tableFévrier[[#This Row],[Fusion]],tableOctobre[Fusion],0)+1,\"Non trouvé\")","v":"Non trouvé"},null,749,null,749]
["AC27F14","Filtration terminale n°14 clim. 8rc07","U_CLIM000138","Remplacement filtre HEPA","MPS","CLIM","U222AC","10U","444 766,00","2025-07-21",2,1,0,"2 190,00",0,"BIOMED_ULIS",{"$error":"#NAME?"},{"$f":"IFERROR(\"Oui, à la ligne \" & MATCH(tableFévrier[[#This Row],[Fusion]],tableOctobre[Fusion],0)+1,\"Non trouvé\")","v":"Non trouvé"},null,750,null,750]
["AC27F15","Filtration terminale n°15 clim. 8rc08","U_CLIM000138","Remplacement filtre HEPA","MPS","CLIM","U222AC","10U","444 767,00","2025-07-20",2,1,0,"2 190,00",0,"BIOMED_ULIS",{"$error":"#NAME?"},{"$f":"IFERROR(\"Oui, à la ligne \" & MATCH(tableFévrier[[#This Row],[Fusion]],tableOctobre[Fusion],0)+1,\"Non trouvé\")","v":"Non trouvé"},null,751,null,751]
["AC38F03","Filtration terminale n°03 clim. 8rc34","U_CLIM000138","Remplacement filtre HEPA","MPS","CLIM","U222AC","10U","415 203,00","2024-07-21",2,1,0,"2 190,00",0,"BIOMED_ULIS",{"$error":"#NAME?"},{"$f":"IFERROR(\"Oui, à la ligne \" & MATCH(tableFévrier[[#This Row],[Fusion]],tableOctobre[Fusion],0)+1,\"Non trouvé\")","v":"Non trouvé"},null,752,null,752]
["AC38F04","Filtration terminale n°04 clim. 8rc34","U_CLIM000138","Remplacement filtre HEPA","MPS","CLIM","U222AC","10U","415 192,00","2024-07-21",2,1,0,"2 190,00",0,"BIOMED_ULIS",{"$error":"#NAME?"},{"$f":"IFERROR(\"Oui, à la ligne \" & MATCH(tableFévrier[[#This Row],[Fusion]],tableOctobre[Fusion],0)+1,\"Non trouvé\")","v":"Non trouvé"},null,753,null,753]
["AC38F05","Filtration terminale n°05 clim. 8rc34","U_CLIM000138","Remplacement filtre HEPA","MPS","CLIM","U222AC","10U","415 193,00","2024-07-21",2,1,0,"2 190,00",0,"BIOMED_ULIS",{"$error":"#NAME?"},{"$f":"IFERROR(\"Oui, à la ligne \" & MATCH(tableFévrier[[#This Row],[Fusion]],tableOctobre[Fusion],0)+1,\"Non trouvé\")","v":"Non trouvé"},null,754,null,754]
["AC38F06","Filtration terminale n°06 clim. 8rc34","U_CLIM000138","Remplacement filtre HEPA","MPS","CLIM","U222AC","10U","415 194,00","2024-07-21",2,1,0,"2 190,00",0,"BIOMED_ULIS",{"$error":"#NAME?"},{"$f":"IFERROR(\"Oui, à la ligne \" & MATCH(tableFévrier[[#This Row],[Fusion]],tableOctobre[Fusion],0)+1,\"Non trouvé\")","v":"Non trouvé"},null,755,null,755]
["AC38F07","Filtration terminale n°07 clim. 8rc33","U_CLIM000138","Remplacement filtre HEPA","MPS","CLIM","U222AC","10U","415 195,00","2024-07-21",2,1,0,"2 190,00",0,"BIOMED_ULIS",{"$error":"#NAME?"},{"$f":"IFERROR(\"Oui, à la ligne \" & MATCH(tableFévrier[[#This Row],[Fusion]],tableOctobre[Fusion],0)+1,\"Non trouvé\")","v":"Non trouvé"},null,756,null,756]
["AC38F08","Filtration terminale n°08 clim. 8rc31","U_CLIM000138","Remplacement filtre HEPA","MPS","CLIM","U222AC","10U","415 196,00","2024-07-21",2,1,0,"2 190,00",0,"BIOMED_ULIS",{"$error":"#NAME?"},{"$f":"IFERROR(\"Oui, à la ligne \" & MATCH(tableFévrier[[#This Row],[Fusion]],tableOctobre[Fusion],0)+1,\"Non trouvé\")","v":"Non trouvé"},null,757,null,757]
["AC38F09","Filtration terminale n°09 clim. 8rc32","U_CLIM000138","Remplacement filtre HEPA","MPS","CLIM","U222AC","10U","415 197,00","2024-07-21",2,1,0,"2 190,00",0,"BIOMED_ULIS",{"$error":"#NAME?"},{"$f":"IFERROR(\"Oui, à la ligne \" & MATCH(tableFévrier[[#This Row],[Fusion]],tableOctobre[Fusion],0)+1,\"Non trouvé\")","v":"Non trouvé"},null,758,null,758]
["AC38F10","Filtration terminale n°10 clim. 8rc32","U_CLIM000138","Remplacement filtre HEPA","MPS","CLIM","U222AC","10U","415 187,00","2024-07-21",2,1,0,"2 190,00",0,"BIOMED_ULIS",{"$error":"#NAME?"},{"$f":"IFERROR(\"Oui, à la ligne \" & MATCH(tableFévrier[[#This Row],[Fusion]],tableOctobre[Fusion],0)+1,\"Non trouvé\")","v":"Non trouvé"},null,759,null,759]
["AC38F11","Filtration terminale n°11 clim. 8rc32","U_CLIM000138","Remplacement filtre HEPA","MPS","CLIM","U222AC","10U","415 188,00","2024-07-21",2,1,0,"2 190,00",0,"BIOMED_ULIS",{"$error":"#NAME?"},{"$f":"IFERROR(\"Oui, à la ligne \" & MATCH(tableFévrier[[#This Row],[Fusion]],tableOctobre[Fusion],0)+1,\"Non trouvé\")","v":"Non trouvé"},null,760,null,760]
["AC38F12","Filtration terminale n°12 clim. 8rc32","U_CLIM000138","Remplacement filtre HEPA","MPS","CLIM","U222AC","10U","415 189,00","2024-07-21",2,1,0,"2 190,00",0,"BIOMED_ULIS",{"$error":"#NAME?"},{"$f":"IFERROR(\"Oui, à la ligne \" & MATCH(tableFévrier[[#This Row],[Fusion]],tableOctobre[Fusion],0)+1,\"Non trouvé\")","v":"Non trouvé"},null,761,null,761]
["AC38F13","Filtration terminale n°13 clim. 8rc32","U_CLIM000138","Remplacement filtre HEPA","MPS","CLIM","U222AC","10U","415 190,00","2024-07-21",2,1,0,"2 190,00",0,"BIOMED_ULIS",{"$error":"#NAME?"},{"$f":"IFERROR(\"Oui, à la ligne \" & MATCH(tableFévrier[[#This Row],[Fusion]],tableOctobre[Fusion],0)+1,\"Non trouvé\")","v":"Non trouvé"},null,762,null,762]
["AC38F14","Filtration terminale n°14 clim. 8rc32","U_CLIM000138","Remplacement filtre HEPA","MPS","CLIM","U222AC","10U","415 191,00","2024-07-21",2,1,0,"2 190,00",0,"BIOMED_ULIS",{"$error":"#NAME?"},{"$f":"IFERROR(\"Oui, à la ligne \" & MATCH(tableFévrier[[#This Row],[Fusion]],tableOctobre[Fusion],0)+1,\"Non trouvé\")","v":"Non trouvé"},null,763,null,763]
["AC07F11","Filtration terminale n°11 clim. 8rc104","U_CLIM000138","Remplacement filtre HEPA","MPS","CLIM","U222AC","10U","460 452,00","2025-12-24",2,1,0,"2 190,00",0,"BIOMED_ULIS",{"$error":"#NAME?"},{"$f":"IFERROR(\"Oui, à la ligne \" & MATCH(tableFévrier[[#This Row],[Fusion]],tableOctobre[Fusion],0)+1,\"Non trouvé\")","v":"Non trouvé"},null,764,null,764]
["AC07F12","Filtration terminale n°12 clim. 8rc104","U_CLIM000138","Remplacement filtre HEPA","MPS","CLIM","U222AC","10U","460 453,00","2025-12-24",2,1,0,"2 190,00",0,"BIOMED_ULIS",{"$error":"#NAME?"},{"$f":"IFERROR(\"Oui, à la ligne \" & MATCH(tableFévrier[[#This Row],[Fusion]],tableOctobre[Fusion],0)+1,\"Non trouvé\")","v":"Non trouvé"},null,765,null,765]
["AC07F13","Filtration terminale n°13clim. 8rc104","U_CLIM000138","Remplacement filtre HEPA","MPS","CLIM","U222AC","10U","460 454,00","2025-12-24",2,1,0,"2 190,00",0,"BIOMED_ULIS",{"$error":"#NAME?"},{"$f":"IFERROR(\"Oui, à la ligne \" & MATCH(tableFévrier[[#This Row],[Fusion]],tableOctobre[Fusion],0)+1,\"Non trouvé\")","v":"Non trouvé"},null,766,null,766]
["AC07F14","Filtration terminale n°14 clim. 8rc104","U_CLIM000138","Remplacement filtre HEPA","MPS","CLIM","U222AC","10U","460 455,00","2025-12-24",2,1,0,"2 190,00",0,"BIOMED_ULIS",{"$error":"#NAME?"},{"$f":"IFERROR(\"Oui, à la ligne \" & MATCH(tableFévrier[[#This Row],[Fusion]],tableOctobre[Fusion],0)+1,\"Non trouvé\")","v":"Non trouvé"},null,767,null,767]
["AC77F05","Filtration terminale n°05 clim. 8rc103","U_CLIM000138","Remplacement filtre HEPA","MPS","CLIM","U222AC","10U","617 244,00","2029-11-28",2,1,0,"2 190,00",0,"BIOMED_ULIS",{"$error":"#NAME?"},{"$f":"IFERROR(\"Oui, à la ligne \" & MATCH(tableFévrier[[#This Row],[Fusion]],tableOctobre[Fusion],0)+1,\"Non trouvé\")","v":"Non trouvé"},null,768,null,768]
["AC77F07","Filtration terminale n°07 clim. 8rc103","U_CLIM000138","Remplacement filtre HEPA","MPS","CLIM","U222AC","10U","617 246,00","2029-11-28",2,1,0,"2 190,00",0,"BIOMED_ULIS",{"$error":"#NAME?"},{"$f":"IFERROR(\"Oui, à la ligne \" & MATCH(tableFévrier[[#This Row],[Fusion]],tableOctobre[Fusion],0)+1,\"Non trouvé\")","v":"Non trouvé"},null,769,null,769]
["AC77F08","Filtration terminale n°08 clim. 8rc103","U_CLIM000138","Remplacement filtre HEPA","MPS","CLIM","U222AC","10U","617 247,00","2029-12-27",2,1,0,"2 190,00",0,"BIOMED_ULIS",{"$f":"_xlfn.TEXTJOIN(\"\",TRUE,A770:D770,H770,N770)","v":{"$error":"#NAME?"}},{"$f":"IFERROR(\"Oui, à la ligne \" & MATCH(tableFévrier[[#This Row],[Fusion]],tableOctobre[Fusion],0)+1,\"Non trouvé\")","v":"Non trouvé"},null,770,null,770]
["GAMCMT14","Régulation temp produit GAMCT21","U_METR000012","Vérification PERIODIQUE température","MPS","DEF","U441","11U","601 675,00","2024-06-13",3,1,0,52,1,"BIOMED_ULIS",{"$error":"#NAME?"},{"$f":"IFERROR(\"Oui, à la ligne \" & MATCH(tableFévrier[[#This Row],[Fusion]],tableOctobre[Fusion],0)+1,\"Non trouvé\")","v":"Non trouvé"},null,771,null,771]
["GAMCMT16","Régulation temp produit GAMCT22","U_METR000012","Vérification PERIODIQUE température","MPS","DEF","U441","11U","601 676,00","2024-06-13",3,1,0,52,1,"BIOMED_ULIS",{"$error":"#NAME?"},{"$f":"IFERROR(\"Oui, à la ligne \" & MATCH(tableFévrier[[#This Row],[Fusion]],tableOctobre[Fusion],0)+1,\"Non trouvé\")","v":"Non trouvé"},null,772,null,772]
["GAMCMT18","Régulation temp produit GAMR20","U_METR000012","Vérification PERIODIQUE température","MPS","DEF","U441","11U","601 677,00","2024-06-13",3,1,0,52,1,"BIOMED_ULIS",{"$error":"#NAME?"},{"$f":"IFERROR(\"Oui, à la ligne \" & MATCH(tableFévrier[[#This Row],[Fusion]],tableOctobre[Fusion],0)+1,\"Non trouvé\")","v":"Non trouvé"},null,773,null,773]
["GAMCMW05","Indication de poids GAMCT21","U_METR000013","Vérification PERIODIQUE mesure pesage","MPS","DEF","U441","11U","619 498,00","2025-01-13",3,1,0,52,1,"BIOMED_ULIS",{"$error":"#NAME?"},{"$f":"IFERROR(\"Oui, à la ligne \" & MATCH(tableFévrier[[#This Row],[Fusion]],tableOctobre[Fusion],0)+1,\"Non trouvé\")","v":"Non trouvé"},null,774]
["GAMCMW06","Indication de poids GAMCT22","U_METR000013","Vérification PERIODIQUE mesure pesage","MPS","DEF","U441","11U","619 499,00","2025-01-13",3,1,0,52,1,"BIOMED_ULIS",{"$error":"#NAME?"},{"$f":"IFERROR(\"Oui, à la ligne \" & MATCH(tableFévrier[[#This Row],[Fusion]],tableOctobre[Fusion],0)+1,\"Non trouvé\")","v":"Non trouvé"},null,775]
["GAMCMW07","Indication de poids GAMR20","U_METR000013","Vérification PERIODIQUE mesure pesage","MPS","DEF","U441","11U","619 500,00","2025-01-13",3,1,0,52,1,"BIOMED_ULIS",{"$error":"#NAME?"},{"$f":"IFERROR(\"Oui, à la ligne \" & MATCH(tableFévrier[[#This Row],[Fusion]],tableOctobre[Fusion],0)+1,\"Non trouvé\")","v":"Non trouvé"},null,776]
["GAMUR01","Enregistreur centrifugeuses Gamma","U_CURA015870","Achat et mise en service initiale","AME","AR","U441","11U",null,"3000-01-01",0,1,0,null,null,"BIOMED_ULIS",{"$error":"#NAME?"},{"$f":"IFERROR(\"Oui, à la ligne \" & MATCH(tableFévrier[[#This Row],[Fusion]],tableOctobre[Fusion],0)+1,\"Non trouvé\")","v":"Non trouvé"},null,777,null,777]
["ACA1CT01","Caisson trait. labo. 1216/17/18/19","U_CLIM000002","Maintenance caisson de climatisation","MPS","DEF","U222AC","10U","587 643,00","2024-03-23",3,1,0,52,1,"BIOTECH_ULIS",{"$error":"#NAME?"},{"$f":"IFERROR(\"Oui, à la ligne \" & MATCH(tableFévrier[[#This Row],[Fusion]],tableOctobre[Fusion],0)+1,\"Non trouvé\")","v":"Non trouvé"},null,778,null,778]
["ACA3CT03","Caisson trait. labo. 1204/05/06","U_CLIM000002","Maintenance caisson de climatisation","MPS","DEF","U222AC","10U","617 310,00","2024-03-23",3,1,0,13,1,"BIOTECH_ULIS",{"$error":"#NAME?"},{"$f":"IFERROR(\"Oui, à la ligne \" & MATCH(tableFévrier[[#This Row],[Fusion]],tableOctobre[Fusion],0)+1,\"Non trouvé\")","v":"Non trouvé"},null,779,null,779]
["BAT03","Bâtiment 3","U_CURA015904","FLUOS HS","MC","AR","S244","AR",null,"3000-01-01",0,1,0,null,null,"BIOMED_ULIS",{"$error":"#NAME?"},{"$f":"IFERROR(\"Oui, à la ligne \" & MATCH(tableFévrier[[#This Row],[Fusion]],tableOctobre[Fusion],0)+1,\"Non trouvé\")","v":"Non trouvé"},null,780,null,780]
["ACA4","Air climatisé recherche et dévelop. B1","U_CLIM000204","Nettoyage c. extraction et ventilation","MPS","DEF","U222AC","10U","153 099,00","2049-06-17",0,1,0,null,null,"BIOTECH_ULIS",{"$error":"#NAME?"},{"$f":"IFERROR(\"Oui, à la ligne \" & MATCH(tableFévrier[[#This Row],[Fusion]],tableOctobre[Fusion],0)+1,\"Non trouvé\")","v":"Non trouvé"},null,781,null,781]
["BAT0302","Bâtiment b3 2ème étage","U_CURA015942","Stores fenêtres cassés en 3215","MC","AR","S244","AR",null,"3000-01-01",0,1,0,null,null,"BIOMED_ULIS",{"$error":"#NAME?"},{"$f":"IFERROR(\"Oui, à la ligne \" & MATCH(tableFévrier[[#This Row],[Fusion]],tableOctobre[Fusion],0)+1,\"Non trouvé\")","v":"Non trouvé"},null,782,null,782]
["PECMT01","Affich + contrôle temp distrib éthanol","U_METR000012","Vérification PERIODIQUE température","MPS","DEF","U236PE","11U","604 432,00","2024-07-30",3,1,0,365,0,"BIOMED_ULIS",{"$error":"#NAME?"},{"$f":"IFERROR(\"Oui, à la ligne \" & MATCH(tableFévrier[[#This Row],[Fusion]],tableOctobre[Fusion],0)+1,\"Non trouvé\")","v":"Non trouvé"},null,783,null,783]
["EXETALCMT53","Temp. Testostor cap. ext. n°20200000010","U_METR000012","Vérification PERIODIQUE température","MPS","DEF","U720","50U","472 432,00","2049-09-13",0,1,0,null,null,"BIOMED_ULIS",{"$error":"#NAME?"},{"$f":"IFERROR(\"Oui, à la ligne \" & MATCH(tableFévrier[[#This Row],[Fusion]],tableOctobre[Fusion],0)+1,\"Non trouvé\")","v":"Non trouvé"},null,784,null,784]
["EXETALCMT54","Temp. Testostor cap. ext. n°20200000004","U_METR000012","Vérification PERIODIQUE température","MPS","DEF","U720","50U","373 065,00","2049-09-17",0,1,0,null,null,"BIOMED_ULIS",{"$error":"#NAME?"},{"$f":"IFERROR(\"Oui, à la ligne \" & MATCH(tableFévrier[[#This Row],[Fusion]],tableOctobre[Fusion],0)+1,\"Non trouvé\")","v":"Non trouvé"},null,785,null,785]
["ALBCMT43","Affichage température pièce 8RC59","U_METR000012","Vérification PERIODIQUE température","MPS","DEF","U222AC","11U","123 009,00","2024-05-08",3,1,0,52,1,"BIOMED_ULIS",{"$error":"#NAME?"},{"$f":"IFERROR(\"Oui, à la ligne \" & MATCH(tableFévrier[[#This Row],[Fusion]],tableOctobre[Fusion],0)+1,\"Non trouvé\")","v":"Non trouvé"},null,786,null,786]
["AC06CMT02","Indicat. temp. pièce 8RC60 sur SCC UFALB/ALBTB","U_METR000012","Vérification PERIODIQUE température","MPS","DEF","U222AC","11U","109 382,00","2049-12-21",0,1,0,null,null,"BIOMED_ULIS",{"$error":"#NAME?"},{"$f":"IFERROR(\"Oui, à la ligne \" & MATCH(tableFévrier[[#This Row],[Fusion]],tableOctobre[Fusion],0)+1,\"Non trouvé\")","v":"Non trouvé"},null,787,null,787]
["GW77CMT01","Régulation temp.  Caloporteur PLAT001","U_METR000012","Vérification PERIODIQUE température","MPS","DEF","U222GW","11U","619 276,00","2024-12-16",3,1,0,52,1,"BIOMED_ULIS",{"$error":"#NAME?"},{"$f":"IFERROR(\"Oui, à la ligne \" & MATCH(tableFévrier[[#This Row],[Fusion]],tableOctobre[Fusion],0)+1,\"Non trouvé\")","v":"Non trouvé"},null,788,null,788]
["BAT11CMT101","Enreg Temp ambiance CF 01 /BAT11ARM01","U_METR000012","Vérification PERIODIQUE température","MPS","DEF","U406","10U","110 011,00","2049-12-29",0,1,0,null,null,"BIOMED_ULIS",{"$error":"#NAME?"},{"$f":"IFERROR(\"Oui, à la ligne \" & MATCH(tableFévrier[[#This Row],[Fusion]],tableOctobre[Fusion],0)+1,\"Non trouvé\")","v":"Non trouvé"},null,789,null,789]
["BAT11CMT102","Enreg Temp ambiance CF 02 /BAT11ARM01","U_METR000012","Vérification PERIODIQUE température","MPS","DEF","U406","10U","110 012,00","2049-12-29",0,1,0,null,null,"BIOMED_ULIS",{"$error":"#NAME?"},{"$f":"IFERROR(\"Oui, à la ligne \" & MATCH(tableFévrier[[#This Row],[Fusion]],tableOctobre[Fusion],0)+1,\"Non trouvé\")","v":"Non trouvé"},null,790,null,790]
["BAT11CMT202","Enreg temp produit CF 02 / BAT11ARM01","U_METR000012","Vérification PERIODIQUE température","MPS","DEF","U406","10U","101 385,00","2049-09-19",0,1,0,null,null,"BIOMED_ULIS",{"$error":"#NAME?"},{"$f":"IFERROR(\"Oui, à la ligne \" & MATCH(tableFévrier[[#This Row],[Fusion]],tableOctobre[Fusion],0)+1,\"Non trouvé\")","v":"Non trouvé"},null,791,null,791]
["BAT11CMT104","Enreg Temp ambiance CF 04 /BAT11ARM01","U_METR000012","Vérification PERIODIQUE température","MPS","DEF","U406","10U","110 014,00","2049-12-29",0,1,0,null,null,"BIOMED_ULIS",{"$error":"#NAME?"},{"$f":"IFERROR(\"Oui, à la ligne \" & MATCH(tableFévrier[[#This Row],[Fusion]],tableOctobre[Fusion],0)+1,\"Non trouvé\")","v":"Non trouvé"},null,792,null,792]
["BAT11CMT204","Enreg temp produit CF 04 / BAT11ARM01","U_METR000012","Vérification PERIODIQUE température","MPS","DEF","U406","10U","101 387,00","2049-09-19",0,1,0,null,null,"BIOMED_ULIS",{"$error":"#NAME?"},{"$f":"IFERROR(\"Oui, à la ligne \" & MATCH(tableFévrier[[#This Row],[Fusion]],tableOctobre[Fusion],0)+1,\"Non trouvé\")","v":"Non trouvé"},null,793,null,793]
["BAT11CMT105","Enreg Temp ambiance CF 05 /BAT11ARM01","U_METR000012","Vérification PERIODIQUE température","MPS","DEF","U406","10U","132 283,00","3000-01-01",0,1,0,null,null,"BIOMED_ULIS",{"$error":"#NAME?"},{"$f":"IFERROR(\"Oui, à la ligne \" & MATCH(tableFévrier[[#This Row],[Fusion]],tableOctobre[Fusion],0)+1,\"Non trouvé\")","v":"Non trouvé"},null,794,null,794]
["BAT11CMT205","Enreg temp produit CF 05 / BAT11ARM01","U_METR000012","Vérification PERIODIQUE température","MPS","DEF","U406","10U","101 388,00","2049-09-19",0,1,0,null,null,"BIOMED_ULIS",{"$error":"#NAME?"},{"$f":"IFERROR(\"Oui, à la ligne \" & MATCH(tableFévrier[[#This Row],[Fusion]],tableOctobre[Fusion],0)+1,\"Non trouvé\")","v":"Non trouvé"},null,795,null,795]
["BAT11CMT106","Enreg Temp ambiance CF 06 /BAT11ARM01","U_METR000012","Vérification PERIODIQUE température","MPS","DEF","U406","10U","110 016,00","2049-12-29",0,1,0,null,null,"BIOMED_ULIS",{"$error":"#NAME?"},{"$f":"IFERROR(\"Oui, à la ligne \" & MATCH(tableFévrier[[#This Row],[Fusion]],tableOctobre[Fusion],0)+1,\"Non trouvé\")","v":"Non trouvé"},null,796,null,796]
["BAT11CMT206","Enreg temp produit CF 06 / BAT11ARM01","U_METR000012","Vérification PERIODIQUE température","MPS","DEF","U406","10U","101 389,00","2049-09-19",0,1,0,null,null,"BIOMED_ULIS",{"$error":"#NAME?"},{"$f":"IFERROR(\"Oui, à la ligne \" & MATCH(tableFévrier[[#This Row],[Fusion]],tableOctobre[Fusion],0)+1,\"Non trouvé\")","v":"Non trouvé"},null,797,null,797]
["BAT11CMT112","Enreg Temp ambiance CF 12 /BAT11ARM01","U_METR000012","Vérification PERIODIQUE température","MPS","DEF","U406","10U","110 018,00","2049-12-29",0,1,0,null,null,"BIOMED_ULIS",{"$error":"#NAME?"},{"$f":"IFERROR(\"Oui, à la ligne \" & MATCH(tableFévrier[[#This Row],[Fusion]],tableOctobre[Fusion],0)+1,\"Non trouvé\")","v":"Non trouvé"},null,798,null,798]
["BAT11CMT212","Enreg temp produit CF 12 / BAT11ARM01","U_METR000012","Vérification PERIODIQUE température","MPS","DEF","U406","10U","101 390,00","2049-09-19",0,1,0,null,null,"BIOMED_ULIS",{"$error":"#NAME?"},{"$f":"IFERROR(\"Oui, à la ligne \" & MATCH(tableFévrier[[#This Row],[Fusion]],tableOctobre[Fusion],0)+1,\"Non trouvé\")","v":"Non trouvé"},null,799,null,799]
["BAT11CMT201","Enreg temp produit CF 01 / BAT11ARM01","U_METR000012","Vérification PERIODIQUE température","MPS","DEF","U168","10U","101 384,00","2049-09-19",0,1,0,null,null,"BIOMED_ULIS",{"$error":"#NAME?"},{"$f":"IFERROR(\"Oui, à la ligne \" & MATCH(tableFévrier[[#This Row],[Fusion]],tableOctobre[Fusion],0)+1,\"Non trouvé\")","v":"Non trouvé"},null,800,null,800]
["MFPRLYO06","Lyophilisateur lyoflex 0,4 Edwards","U_CURA016381","Récupération du capteur de pression à Li","MC","AR","U868","AR",null,"3000-01-01",0,1,0,null,null,"BIOTECH_ULIS",{"$error":"#NAME?"},{"$f":"IFERROR(\"Oui, à la ligne \" & MATCH(tableFévrier[[#This Row],[Fusion]],tableOctobre[Fusion],0)+1,\"Non trouvé\")","v":"Non trouvé"},null,801,null,801]
["ALBCMT43","Affichage température pièce 8RC59","U_METROLOGIE    12","Vérification CURATIVE température","MC","DEF","U222AC","11U","613 228,00","3000-01-01",0,1,0,null,null,"BIOMED_ULIS",{"$error":"#NAME?"},{"$f":"IFERROR(\"Oui, à la ligne \" & MATCH(tableFévrier[[#This Row],[Fusion]],tableOctobre[Fusion],0)+1,\"Non trouvé\")","v":"Non trouvé"},null,802,null,802]
["AC06CMT02","Indicat. temp. pièce 8RC60 sur SCC UFALB/ALBTB","U_METROLOGIE    12","Vérification CURATIVE température","MC","DEF","U222AC","11U","154 781,00","3000-01-01",0,1,0,null,null,"BIOMED_ULIS",{"$error":"#NAME?"},{"$f":"IFERROR(\"Oui, à la ligne \" & MATCH(tableFévrier[[#This Row],[Fusion]],tableOctobre[Fusion],0)+1,\"Non trouvé\")","v":"Non trouvé"},null,803,null,803]
["ALBCMP03","Affichage pression canal UF","U_METROLOGIE    15","Vérification CURATIVE pression","MC","DEF","U440","11U","612 736,00","3000-01-01",0,1,0,null,null,"BIOMED_ULIS",{"$error":"#NAME?"},{"$f":"IFERROR(\"Oui, à la ligne \" & MATCH(tableFévrier[[#This Row],[Fusion]],tableOctobre[Fusion],0)+1,\"Non trouvé\")","v":"Non trouvé"},null,804,null,804]
["ALBCMS05","Régulation vitesse agitateur ALBR005","U_METROLOGIE    14","Vérification CURATIVE mesure vitesse","MC","DEF","U440","11U","128 500,00","3000-01-01",0,1,0,null,null,"BIOMED_ULIS",{"$error":"#NAME?"},{"$f":"IFERROR(\"Oui, à la ligne \" & MATCH(tableFévrier[[#This Row],[Fusion]],tableOctobre[Fusion],0)+1,\"Non trouvé\")","v":"Non trouvé"},null,805,null,805]
["ALBCMS06","Régulation vitesse agitateur ALBR006","U_METROLOGIE    14","Vérification CURATIVE mesure vitesse","MC","DEF","U440","11U","574 626,00","3000-01-01",0,1,0,null,null,"BIOMED_ULIS",{"$error":"#NAME?"},{"$f":"IFERROR(\"Oui, à la ligne \" & MATCH(tableFévrier[[#This Row],[Fusion]],tableOctobre[Fusion],0)+1,\"Non trouvé\")","v":"Non trouvé"},null,806,null,806]
["ALBCMT02","Affichage température sortie canal UF","U_METROLOGIE    12","Vérification CURATIVE température","MC","DEF","U440","11U","612 735,00","3000-01-01",0,1,0,null,null,"BIOMED_ULIS",{"$error":"#NAME?"},{"$f":"IFERROR(\"Oui, à la ligne \" & MATCH(tableFévrier[[#This Row],[Fusion]],tableOctobre[Fusion],0)+1,\"Non trouvé\")","v":"Non trouvé"},null,807,null,807]
["ALBCMT13","Indication température alcool ALBR004","U_METROLOGIE    12","Vérification CURATIVE température","MC","DEF","U440","11U","556 936,00","3000-01-01",0,1,0,null,null,"BIOMED_ULIS",{"$error":"#NAME?"},{"$f":"IFERROR(\"Oui, à la ligne \" & MATCH(tableFévrier[[#This Row],[Fusion]],tableOctobre[Fusion],0)+1,\"Non trouvé\")","v":"Non trouvé"},null,808,null,808]
["ALBCMT14","Régulation température produit ALBR004","U_METROLOGIE    12","Vérification CURATIVE température","MC","DEF","U440","11U","556 935,00","3000-01-01",0,1,0,null,null,"BIOMED_ULIS",{"$error":"#NAME?"},{"$f":"IFERROR(\"Oui, à la ligne \" & MATCH(tableFévrier[[#This Row],[Fusion]],tableOctobre[Fusion],0)+1,\"Non trouvé\")","v":"Non trouvé"},null,809,null,809]
["ALBCMT16","Indication température alcool ALBR005","U_METROLOGIE    12","Vérification CURATIVE température","MC","DEF","U440","11U","556 883,00","3000-01-01",0,1,0,null,null,"BIOMED_ULIS",{"$error":"#NAME?"},{"$f":"IFERROR(\"Oui, à la ligne \" & MATCH(tableFévrier[[#This Row],[Fusion]],tableOctobre[Fusion],0)+1,\"Non trouvé\")","v":"Non trouvé"},null,810,null,810]
["ALBCMT17","Régulation température produit ALBR005","U_METROLOGIE    12","Vérification CURATIVE température","MC","DEF","U440","11U","556 884,00","3000-01-01",0,1,0,null,null,"BIOMED_ULIS",{"$error":"#NAME?"},{"$f":"IFERROR(\"Oui, à la ligne \" & MATCH(tableFévrier[[#This Row],[Fusion]],tableOctobre[Fusion],0)+1,\"Non trouvé\")","v":"Non trouvé"},null,811,null,811]
["ALBCMT19","Indication température alcool ALBR006","U_METROLOGIE    12","Vérification CURATIVE température","MC","DEF","U440","11U","556 947,00","3000-01-01",0,1,0,null,null,"BIOMED_ULIS",{"$error":"#NAME?"},{"$f":"IFERROR(\"Oui, à la ligne \" & MATCH(tableFévrier[[#This Row],[Fusion]],tableOctobre[Fusion],0)+1,\"Non trouvé\")","v":"Non trouvé"},null,812,null,812]
["ALBCMT20","Régulation température produit ALBR006","U_METROLOGIE    12","Vérification CURATIVE température","MC","DEF","U440","11U","556 946,00","3000-01-01",0,1,0,null,null,"BIOMED_ULIS",{"$error":"#NAME?"},{"$f":"IFERROR(\"Oui, à la ligne \" & MATCH(tableFévrier[[#This Row],[Fusion]],tableOctobre[Fusion],0)+1,\"Non trouvé\")","v":"Non trouvé"},null,813,null,813]
["ALBCMT28","Affichage temp cuve tampons ALBCT02","U_METROLOGIE    12","Vérification CURATIVE température","MC","DEF","U440","11U",null,"2030-12-31",0,1,0,null,null,"BIOMED_ULIS",{"$error":"#NAME?"},{"$f":"IFERROR(\"Oui, à la ligne \" & MATCH(tableFévrier[[#This Row],[Fusion]],tableOctobre[Fusion],0)+1,\"Non trouvé\")","v":"Non trouvé"},null,814,null,814]
["EXALBCMW011","Balance Mettler 60 kg/20 g","U_METROLOGIE    03","Vérifcation CURATIVE balance 31/150Kg","MC","DEF","U440","11U","584 513,00","3000-01-01",0,1,0,null,null,"BIOMED_ULIS",{"$error":"#NAME?"},{"$f":"IFERROR(\"Oui, à la ligne \" & MATCH(tableFévrier[[#This Row],[Fusion]],tableOctobre[Fusion],0)+1,\"Non trouvé\")","v":"Non trouvé"},null,815,null,815]
["ALBCMW016","Balance Mettler 60kg/0,005&0,010&0,020kg","U_METROLOGIE    03","Vérifcation CURATIVE balance 31/150Kg","MC","DEF","U440","11U","619 766,00","3000-01-01",0,1,0,null,null,"BIOMED_ULIS",{"$error":"#NAME?"},{"$f":"IFERROR(\"Oui, à la ligne \" & MATCH(tableFévrier[[#This Row],[Fusion]],tableOctobre[Fusion],0)+1,\"Non trouvé\")","v":"Non trouvé"}]
["ALBCMW06","Indication de poids ALBR005","U_METROLOGIE    13","Vérification CURATIVE pesons","MC","DEF","U440","11U","563 470,00","3000-01-01",0,1,0,null,null,"BIOMED_ULIS",{"$error":"#NAME?"},{"$f":"IFERROR(\"Oui, à la ligne \" & MATCH(tableFévrier[[#This Row],[Fusion]],tableOctobre[Fusion],0)+1,\"Non trouvé\")","v":"Non trouvé"},null,817,null,817]
["ALBCMW07","Indication de poids ALBR006","U_METROLOGIE    13","Vérification CURATIVE pesons","MC","DEF","U440","11U","571 720,00","3000-01-01",0,1,0,null,null,"BIOMED_ULIS",{"$error":"#NAME?"},{"$f":"IFERROR(\"Oui, à la ligne \" & MATCH(tableFévrier[[#This Row],[Fusion]],tableOctobre[Fusion],0)+1,\"Non trouvé\")","v":"Non trouvé"},null,818,null,818]
["EXBCHCMW610","Balance Mettler 101g/0,1mg","U_METROLOGIE    01","Vérification CURATIVE balance 0/30Kg","MC","DEF","U624UAP","11U","125 472,00","3000-01-01",0,1,0,null,null,"BIOMED_ULIS",{"$error":"#NAME?"},{"$f":"IFERROR(\"Oui, à la ligne \" & MATCH(tableFévrier[[#This Row],[Fusion]],tableOctobre[Fusion],0)+1,\"Non trouvé\")","v":"Non trouvé"},null,819,null,819]
["CACMM01","Ind. point rosé sortie séch.air comprimé","U_METROLOGIE    23","Vérification CURATIVE hygrométrique","MC","DEF","U222CA","10U",null,"2030-12-31",0,1,0,null,null,"BIOMED_ULIS",{"$error":"#NAME?"},{"$f":"IFERROR(\"Oui, à la ligne \" & MATCH(tableFévrier[[#This Row],[Fusion]],tableOctobre[Fusion],0)+1,\"Non trouvé\")","v":"Non trouvé"},null,820,null,820]
["PACMW02","Balance Mettler 3100g/0,1 g","U_METROLOGIE    01","Vérification CURATIVE balance 0/30Kg","MC","DEF","U880","70U",null,"2030-12-31",0,1,0,null,null,"BIOTECH_ULIS",{"$error":"#NAME?"},{"$f":"IFERROR(\"Oui, à la ligne \" & MATCH(tableFévrier[[#This Row],[Fusion]],tableOctobre[Fusion],0)+1,\"Non trouvé\")","v":"Non trouvé"},null,821,null,821]
["CBCMW405","Balance Sartorius 31g/0,1mg","U_METROLOGIE    01","Vérification CURATIVE balance 0/30Kg","MC","DEF","U855","70U",null,"2030-12-31",0,1,0,null,null,"BIOTECH_ULIS",{"$error":"#NAME?"},{"$f":"IFERROR(\"Oui, à la ligne \" & MATCH(tableFévrier[[#This Row],[Fusion]],tableOctobre[Fusion],0)+1,\"Non trouvé\")","v":"Non trouvé"},null,822,null,822]
["CBCMW411","Balance Sartorius 610g/0,01g","U_METROLOGIE    01","Vérification CURATIVE balance 0/30Kg","MC","DEF","U855","70U","52 797,00","3000-01-01",0,1,0,null,null,"BIOTECH_ULIS",{"$error":"#NAME?"},{"$f":"IFERROR(\"Oui, à la ligne \" & MATCH(tableFévrier[[#This Row],[Fusion]],tableOctobre[Fusion],0)+1,\"Non trouvé\")","v":"Non trouvé"},null,823,null,823]
["EXCHACMW609","Balance Mettler 405g/1mg","U_METROLOGIE    01","Vérification CURATIVE balance 0/30Kg","MC","DEF","U624UAP","22U","38 689,00","3000-01-01",0,1,0,null,null,"BIOMED_ULIS",{"$error":"#NAME?"},{"$f":"IFERROR(\"Oui, à la ligne \" & MATCH(tableFévrier[[#This Row],[Fusion]],tableOctobre[Fusion],0)+1,\"Non trouvé\")","v":"Non trouvé"},null,824,null,824]
["DE2CML03","Affichage Niveau caloporteur C21","U_METROLOGIE    24","Vérification CURATIVE de niveau","MC","DEF","U441","11U","390 781,00","2050-01-01",0,1,0,null,null,"BIOMED_ULIS",{"$error":"#NAME?"},{"$f":"IFERROR(\"Oui, à la ligne \" & MATCH(tableFévrier[[#This Row],[Fusion]],tableOctobre[Fusion],0)+1,\"Non trouvé\")","v":"Non trouvé"},null,825,null,825]
["DE2CMT03","Affichage Température caloporteur C21","U_METROLOGIE    12","Vérification CURATIVE température","MC","DEF","U441","11U","87 826,00","3000-01-01",0,1,0,null,null,"BIOMED_ULIS",{"$error":"#NAME?"},{"$f":"IFERROR(\"Oui, à la ligne \" & MATCH(tableFévrier[[#This Row],[Fusion]],tableOctobre[Fusion],0)+1,\"Non trouvé\")","v":"Non trouvé"},null,826,null,826]
["DE3CML04","Affichage Niveau caloporteur C22","U_METROLOGIE    24","Vérification CURATIVE de niveau","MC","DEF","U441","11U","502 214,00","2050-01-01",0,1,0,null,null,"BIOMED_ULIS",{"$error":"#NAME?"},{"$f":"IFERROR(\"Oui, à la ligne \" & MATCH(tableFévrier[[#This Row],[Fusion]],tableOctobre[Fusion],0)+1,\"Non trouvé\")","v":"Non trouvé"},null,827,null,827]
["DE3CMT04","Affichage Température caloporteur C22","U_METROLOGIE    12","Vérification CURATIVE température","MC","DEF","U441","11U","624 505,00","3000-01-01",0,1,0,null,null,"BIOMED_ULIS",{"$error":"#NAME?"},{"$f":"IFERROR(\"Oui, à la ligne \" & MATCH(tableFévrier[[#This Row],[Fusion]],tableOctobre[Fusion],0)+1,\"Non trouvé\")","v":"Non trouvé"},null,828,null,828]
["DECML01","Affichage niveau du réservoir DET0001","U_METROLOGIE    24","Vérification CURATIVE de niveau","MC","DEF","U410","11U","156 612,00","3000-01-01",0,1,0,null,null,"BIOMED_ULIS",{"$error":"#NAME?"},{"$f":"IFERROR(\"Oui, à la ligne \" & MATCH(tableFévrier[[#This Row],[Fusion]],tableOctobre[Fusion],0)+1,\"Non trouvé\")","v":"Non trouvé"},null,829,null,829]
["DECMT01","Régulation calo éthanol de PLAC01","U_METROLOGIE    12","Vérification CURATIVE température","MC","DEF","U222GW","11U","586 262,00","3000-01-01",0,1,0,null,null,"BIOMED_ULIS",{"$error":"#NAME?"},{"$f":"IFERROR(\"Oui, à la ligne \" & MATCH(tableFévrier[[#This Row],[Fusion]],tableOctobre[Fusion],0)+1,\"Non trouvé\")","v":"Non trouvé"},null,830,null,830]
["DECMT02","Régulation calo éthanol de PLAC02","U_METROLOGIE    12","Vérification CURATIVE température","MC","DEF","U222GW","11U","584 194,00","3000-01-01",0,1,0,null,null,"BIOMED_ULIS",{"$error":"#NAME?"},{"$f":"IFERROR(\"Oui, à la ligne \" & MATCH(tableFévrier[[#This Row],[Fusion]],tableOctobre[Fusion],0)+1,\"Non trouvé\")","v":"Non trouvé"},null,831,null,831]
["BAT11CMT107","Enreg Temp ambiance CF 07 /BAT11ARM01","U_METROLOGIE    12","Vérification CURATIVE température","MC","DEF","U406","10U","65 624,00","3000-01-01",0,1,0,null,null,"BIOMED_ULIS",{"$error":"#NAME?"},{"$f":"IFERROR(\"Oui, à la ligne \" & MATCH(tableFévrier[[#This Row],[Fusion]],tableOctobre[Fusion],0)+1,\"Non trouvé\")","v":"Non trouvé"},null,832,null,832]
["BAT11CMT307","Affichage température ambiance EPL2CF07","U_METROLOGIE    12","Vérification CURATIVE température","MC","DEF","U406","10U","65 609,00","3000-01-01",0,1,0,null,null,"BIOMED_ULIS",{"$error":"#NAME?"},{"$f":"IFERROR(\"Oui, à la ligne \" & MATCH(tableFévrier[[#This Row],[Fusion]],tableOctobre[Fusion],0)+1,\"Non trouvé\")","v":"Non trouvé"},null,833,null,833]
["EXGAMCMS01","Régulation vitesse agitateur GAMR007","U_METROLOGIE    14","Vérification CURATIVE mesure vitesse","MC","DEF","U441","11U","374 701,00","2050-01-01",0,1,0,null,null,"BIOMED_ULIS",{"$f":"_xlfn.TEXTJOIN(\"\",TRUE,A834:D834,H834,N834)","v":{"$error":"#NAME?"}},{"$f":"IFERROR(\"Oui, à la ligne \" & MATCH(tableFévrier[[#This Row],[Fusion]],tableOctobre[Fusion],0)+1,\"Non trouvé\")","v":"Non trouvé"},null,834,null,834]
["GAMCMS02","Régulation vitesse agitateur GAMR008","U_METROLOGIE    14","Vérification CURATIVE mesure vitesse","MC","DEF","U441","11U","32 003,00","3000-01-01",0,1,0,null,null,"BIOMED_ULIS",{"$error":"#NAME?"},{"$f":"IFERROR(\"Oui, à la ligne \" & MATCH(tableFévrier[[#This Row],[Fusion]],tableOctobre[Fusion],0)+1,\"Non trouvé\")","v":"Non trouvé"},null,835,null,835]
["GAMCMS03","Régulation vitesse agitateur GAMR009","U_METROLOGIE    14","Vérification CURATIVE mesure vitesse","MC","DEF","U441","11U","32 006,00","3000-01-01",0,1,0,null,null,"BIOMED_ULIS",{"$error":"#NAME?"},{"$f":"IFERROR(\"Oui, à la ligne \" & MATCH(tableFévrier[[#This Row],[Fusion]],tableOctobre[Fusion],0)+1,\"Non trouvé\")","v":"Non trouvé"},null,836,null,836]
["GAMCMS04","Régulation vitesse agitateur GAMR010","U_METROLOGIE    14","Vérification CURATIVE mesure vitesse","MC","DEF","U441","11U","32 010,00","3000-01-01",0,1,0,null,null,"BIOMED_ULIS",{"$error":"#NAME?"},{"$f":"IFERROR(\"Oui, à la ligne \" & MATCH(tableFévrier[[#This Row],[Fusion]],tableOctobre[Fusion],0)+1,\"Non trouvé\")","v":"Non trouvé"},null,837,null,837]
["GAMCMT04","Indication température alcool GAMR008","U_METROLOGIE    12","Vérification CURATIVE température","MC","DEF","U441","11U","71 364,00","3000-01-01",0,1,0,null,null,"BIOMED_ULIS",{"$error":"#NAME?"},{"$f":"IFERROR(\"Oui, à la ligne \" & MATCH(tableFévrier[[#This Row],[Fusion]],tableOctobre[Fusion],0)+1,\"Non trouvé\")","v":"Non trouvé"},null,838,null,838]
["GAMCMT05","Régulation température produit GAMR008","U_METROLOGIE    12","Vérification CURATIVE température","MC","DEF","U441","11U","41 374,00","3000-01-01",0,1,0,null,null,"BIOMED_ULIS",{"$error":"#NAME?"},{"$f":"IFERROR(\"Oui, à la ligne \" & MATCH(tableFévrier[[#This Row],[Fusion]],tableOctobre[Fusion],0)+1,\"Non trouvé\")","v":"Non trouvé"},null,839,null,839]
["GAMCMT07","Indication température alcool GAMR009","U_METROLOGIE    12","Vérification CURATIVE température","MC","DEF","U441","11U","570 927,00","3000-01-01",0,1,0,null,null,"BIOMED_ULIS",{"$error":"#NAME?"},{"$f":"IFERROR(\"Oui, à la ligne \" & MATCH(tableFévrier[[#This Row],[Fusion]],tableOctobre[Fusion],0)+1,\"Non trouvé\")","v":"Non trouvé"},null,840,null,840]
["GAMCMT08","Régulation température produit GAMR009","U_METROLOGIE    12","Vérification CURATIVE température","MC","DEF","U441","11U","574 401,00","3000-01-01",0,1,0,null,null,"BIOMED_ULIS",{"$error":"#NAME?"},{"$f":"IFERROR(\"Oui, à la ligne \" & MATCH(tableFévrier[[#This Row],[Fusion]],tableOctobre[Fusion],0)+1,\"Non trouvé\")","v":"Non trouvé"},null,841,null,841]
["GAMCMT10","Indication température alcool GAMR010","U_METROLOGIE    12","Vérification CURATIVE température","MC","DEF","U441","11U","71 366,00","3000-01-01",0,1,0,null,null,"BIOMED_ULIS",{"$error":"#NAME?"},{"$f":"IFERROR(\"Oui, à la ligne \" & MATCH(tableFévrier[[#This Row],[Fusion]],tableOctobre[Fusion],0)+1,\"Non trouvé\")","v":"Non trouvé"},null,842,null,842]
["GAMCMT11","Régulation température produit GAMR010","U_METROLOGIE    12","Vérification CURATIVE température","MC","DEF","U441","11U","46 364,00","3000-01-01",0,1,0,null,null,"BIOMED_ULIS",{"$error":"#NAME?"},{"$f":"IFERROR(\"Oui, à la ligne \" & MATCH(tableFévrier[[#This Row],[Fusion]],tableOctobre[Fusion],0)+1,\"Non trouvé\")","v":"Non trouvé"},null,843,null,843]
["GAMCMT14","Régulation temp produit GAMCT21","U_METROLOGIE    12","Vérification CURATIVE température","MC","DEF","U441","11U","386 525,00","2050-01-01",0,1,0,null,null,"BIOMED_ULIS",{"$error":"#NAME?"},{"$f":"IFERROR(\"Oui, à la ligne \" & MATCH(tableFévrier[[#This Row],[Fusion]],tableOctobre[Fusion],0)+1,\"Non trouvé\")","v":"Non trouvé"},null,844,null,844]
["GAMCMT16","Régulation temp produit GAMCT22","U_METROLOGIE    12","Vérification CURATIVE température","MC","DEF","U441","11U","386 553,00","2050-01-01",0,1,0,null,null,"BIOMED_ULIS",{"$error":"#NAME?"},{"$f":"IFERROR(\"Oui, à la ligne \" & MATCH(tableFévrier[[#This Row],[Fusion]],tableOctobre[Fusion],0)+1,\"Non trouvé\")","v":"Non trouvé"},null,845,null,845]
["GAMCMT18","Régulation temp produit GAMR20","U_METROLOGIE    12","Vérification CURATIVE température","MC","DEF","U441","11U","420 100,00","2050-01-01",0,1,0,null,null,"BIOMED_ULIS",{"$error":"#NAME?"},{"$f":"IFERROR(\"Oui, à la ligne \" & MATCH(tableFévrier[[#This Row],[Fusion]],tableOctobre[Fusion],0)+1,\"Non trouvé\")","v":"Non trouvé"},null,846,null,846]
["GAMCMW02","Indication de poids GAMR008","U_METROLOGIE    13","Vérification CURATIVE pesons","MC","DEF","U441","11U","67 316,00","3000-01-01",0,1,0,null,null,"BIOMED_ULIS",{"$error":"#NAME?"},{"$f":"IFERROR(\"Oui, à la ligne \" & MATCH(tableFévrier[[#This Row],[Fusion]],tableOctobre[Fusion],0)+1,\"Non trouvé\")","v":"Non trouvé"},null,847,null,847]
["GAMCMW03","Indication de poids GAMR009","U_METROLOGIE    13","Vérification CURATIVE pesons","MC","DEF","U441","11U","475 908,00","2050-01-01",0,1,0,null,null,"BIOMED_ULIS",{"$error":"#NAME?"},{"$f":"IFERROR(\"Oui, à la ligne \" & MATCH(tableFévrier[[#This Row],[Fusion]],tableOctobre[Fusion],0)+1,\"Non trouvé\")","v":"Non trouvé"},null,848,null,848]
["GAMCMW04","Indication de poids GAMR010","U_METROLOGIE    13","Vérification CURATIVE pesons","MC","DEF","U441","11U","424 733,00","2050-01-01",0,1,0,null,null,"BIOMED_ULIS",{"$error":"#NAME?"},{"$f":"IFERROR(\"Oui, à la ligne \" & MATCH(tableFévrier[[#This Row],[Fusion]],tableOctobre[Fusion],0)+1,\"Non trouvé\")","v":"Non trouvé"},null,849,null,849]
["GAMCMW05","Indication de poids GAMCT21","U_METROLOGIE    13","Vérification CURATIVE pesons","MC","DEF","U441","11U","114 197,00","3000-01-01",0,1,0,null,null,"BIOMED_ULIS",{"$error":"#NAME?"},{"$f":"IFERROR(\"Oui, à la ligne \" & MATCH(tableFévrier[[#This Row],[Fusion]],tableOctobre[Fusion],0)+1,\"Non trouvé\")","v":"Non trouvé"},null,850,null,850]
["GAMCMW06","Indication de poids GAMCT22","U_METROLOGIE    13","Vérification CURATIVE pesons","MC","DEF","U441","11U","88 863,00","3000-01-01",0,1,0,null,null,"BIOMED_ULIS",{"$error":"#NAME?"},{"$f":"IFERROR(\"Oui, à la ligne \" & MATCH(tableFévrier[[#This Row],[Fusion]],tableOctobre[Fusion],0)+1,\"Non trouvé\")","v":"Non trouvé"},null,851,null,851]
["GAMCMW07","Indication de poids GAMR20","U_METROLOGIE    13","Vérification CURATIVE pesons","MC","DEF","U441","11U","548 853,00","3000-01-01",0,1,0,null,null,"BIOMED_ULIS",{"$error":"#NAME?"},{"$f":"IFERROR(\"Oui, à la ligne \" & MATCH(tableFévrier[[#This Row],[Fusion]],tableOctobre[Fusion],0)+1,\"Non trouvé\")","v":"Non trouvé"},null,852,null,852]
["GW0CMP01","Indic pression calo GW0 de WFISBD101","U_METROLOGIE    15","Vérification CURATIVE pression","MC","DEF","U222GW","11U","490 045,00","2050-01-01",0,1,0,null,null,"BIOMED_ULIS",{"$error":"#NAME?"},{"$f":"IFERROR(\"Oui, à la ligne \" & MATCH(tableFévrier[[#This Row],[Fusion]],tableOctobre[Fusion],0)+1,\"Non trouvé\")","v":"Non trouvé"},null,853,null,853]
["GW0CMP02","Indic pression calo GW0 de WFISBD106","U_METROLOGIE    15","Vérification CURATIVE pression","MC","DEF","U222GW","11U","77 813,00","3000-01-01",0,1,0,null,null,"BIOMED_ULIS",{"$error":"#NAME?"},{"$f":"IFERROR(\"Oui, à la ligne \" & MATCH(tableFévrier[[#This Row],[Fusion]],tableOctobre[Fusion],0)+1,\"Non trouvé\")","v":"Non trouvé"},null,854,null,854]
["GW0CMP03","Indic pression calo GW0 de WFISBD207","U_METROLOGIE    15","Vérification CURATIVE pression","MC","DEF","U222GW","11U","444 543,00","2050-01-01",0,1,0,null,null,"BIOMED_ULIS",{"$error":"#NAME?"},{"$f":"IFERROR(\"Oui, à la ligne \" & MATCH(tableFévrier[[#This Row],[Fusion]],tableOctobre[Fusion],0)+1,\"Non trouvé\")","v":"Non trouvé"},null,855,null,855]
["EXGW0CMP04","Indic pression calo GW0 de WFISBD103","U_METROLOGIE    15","Vérification CURATIVE pression","MC","METR","U222GW","11U","526 227,00","3000-01-01",0,1,0,null,null,"BIOMED_ULIS",{"$error":"#NAME?"},{"$f":"IFERROR(\"Oui, à la ligne \" & MATCH(tableFévrier[[#This Row],[Fusion]],tableOctobre[Fusion],0)+1,\"Non trouvé\")","v":"Non trouvé"},null,856,null,856]
["GW0CMP05","Indic pression calo GW0 de WFISBD202","U_METROLOGIE    15","Vérification CURATIVE pression","MC","DEF","U222GW","11U","47 568,00","3000-01-01",0,1,0,null,null,"BIOMED_ULIS",{"$error":"#NAME?"},{"$f":"IFERROR(\"Oui, à la ligne \" & MATCH(tableFévrier[[#This Row],[Fusion]],tableOctobre[Fusion],0)+1,\"Non trouvé\")","v":"Non trouvé"},null,857,null,857]
["GW0CMP06","Indic pression calo GW0 de WFISBD204","U_METROLOGIE    15","Vérification CURATIVE pression","MC","DEF","U222GW","11U","562 946,00","3000-01-01",0,1,0,null,null,"BIOMED_ULIS",{"$error":"#NAME?"},{"$f":"IFERROR(\"Oui, à la ligne \" & MATCH(tableFévrier[[#This Row],[Fusion]],tableOctobre[Fusion],0)+1,\"Non trouvé\")","v":"Non trouvé"},null,858,null,858]
["GW5CMP01","Indic pression calo GW5 de WFISBD101","U_METROLOGIE    15","Vérification CURATIVE pression","MC","DEF","U222GW","11U","569 185,00","3000-01-01",0,1,0,null,null,"BIOMED_ULIS",{"$error":"#NAME?"},{"$f":"IFERROR(\"Oui, à la ligne \" & MATCH(tableFévrier[[#This Row],[Fusion]],tableOctobre[Fusion],0)+1,\"Non trouvé\")","v":"Non trouvé"},null,859,null,859]
["GW5CMP02","Indic pression calo GW5 de WFISBD106","U_METROLOGIE    15","Vérification CURATIVE pression","MC","DEF","U222GW","11U","612 737,00","3000-01-01",0,1,0,null,null,"BIOMED_ULIS",{"$error":"#NAME?"},{"$f":"IFERROR(\"Oui, à la ligne \" & MATCH(tableFévrier[[#This Row],[Fusion]],tableOctobre[Fusion],0)+1,\"Non trouvé\")","v":"Non trouvé"},null,860,null,860]
["GW6CMP04","Indic pression calo GW6 de WFISBD207","U_METROLOGIE    15","Vérification CURATIVE pression","MC","DEF","U222GW","11U","51 407,00","3000-01-01",0,1,0,null,null,"BIOMED_ULIS",{"$error":"#NAME?"},{"$f":"IFERROR(\"Oui, à la ligne \" & MATCH(tableFévrier[[#This Row],[Fusion]],tableOctobre[Fusion],0)+1,\"Non trouvé\")","v":"Non trouvé"},null,861,null,861]
["GW6CMP05","Pression départ reseau GW6","U_METROLOGIE    15","Vérification CURATIVE pression","MC","DEF","U222GW","10U",null,"2030-12-31",0,1,0,null,null,"BIOMED_ULIS",{"$error":"#NAME?"},{"$f":"IFERROR(\"Oui, à la ligne \" & MATCH(tableFévrier[[#This Row],[Fusion]],tableOctobre[Fusion],0)+1,\"Non trouvé\")","v":"Non trouvé"},null,862,null,862]
["GW6CMP06","Indic pression calo GW6 de  WFISBD202 Magelis","U_METROLOGIE    15","Vérification CURATIVE pression","MC","DEF","U222GW","11U","78 027,00","3000-01-01",0,1,0,null,null,"BIOMED_ULIS",{"$error":"#NAME?"},{"$f":"IFERROR(\"Oui, à la ligne \" & MATCH(tableFévrier[[#This Row],[Fusion]],tableOctobre[Fusion],0)+1,\"Non trouvé\")","v":"Non trouvé"},null,863,null,863]
["GW6CMP08","Indic pression calo GW6 de WFISBD204","U_METROLOGIE    15","Vérification CURATIVE pression","MC","DEF","U222GW","11U","562 944,00","3000-01-01",0,1,0,null,null,"BIOMED_ULIS",{"$error":"#NAME?"},{"$f":"IFERROR(\"Oui, à la ligne \" & MATCH(tableFévrier[[#This Row],[Fusion]],tableOctobre[Fusion],0)+1,\"Non trouvé\")","v":"Non trouvé"},null,864,null,864]
["GW77CMT01","Régulation temp.  Caloporteur PLAT001","U_METROLOGIE    12","Vérification CURATIVE température","MC","DEF","U222GW","11U","523 288,00","3000-01-01",0,1,0,null,null,"BIOMED_ULIS",{"$error":"#NAME?"},{"$f":"IFERROR(\"Oui, à la ligne \" & MATCH(tableFévrier[[#This Row],[Fusion]],tableOctobre[Fusion],0)+1,\"Non trouvé\")","v":"Non trouvé"},null,865,null,865]
["EXHCLCML01","Niveau cuve stock. acide chlorhydrique","U_METROLOGIE    24","Vérification CURATIVE de niveau","MC","DEF","U222PW","11U","450 046,00","2050-01-01",0,1,0,null,null,"BIOMED_ULIS",{"$error":"#NAME?"},{"$f":"IFERROR(\"Oui, à la ligne \" & MATCH(tableFévrier[[#This Row],[Fusion]],tableOctobre[Fusion],0)+1,\"Non trouvé\")","v":"Non trouvé"},null,866,null,866]
["HNOCML01","Niveau cuve stockage n°1 acide nitrique","U_METROLOGIE    24","Vérification CURATIVE de niveau","MC","DEF","U236NEP","11U","556 401,00","3000-01-01",0,1,0,null,null,"BIOMED_ULIS",{"$error":"#NAME?"},{"$f":"IFERROR(\"Oui, à la ligne \" & MATCH(tableFévrier[[#This Row],[Fusion]],tableOctobre[Fusion],0)+1,\"Non trouvé\")","v":"Non trouvé"},null,867,null,867]
["HNOCML02","Niveau cuve stockage n°2 acide nitrique","U_METROLOGIE    24","Vérification CURATIVE de niveau","MC","DEF","U236NEP","11U","450 060,00","2050-01-01",0,1,0,null,null,"BIOMED_ULIS",{"$error":"#NAME?"},{"$f":"IFERROR(\"Oui, à la ligne \" & MATCH(tableFévrier[[#This Row],[Fusion]],tableOctobre[Fusion],0)+1,\"Non trouvé\")","v":"Non trouvé"},null,868,null,868]
["HSOCML01","Niveau cuve acide sulfurique","U_METROLOGIE    24","Vérification CURATIVE de niveau","MC","DEF","U236NEP","11U","450 070,00","2050-01-01",0,1,0,null,null,"BIOMED_ULIS",{"$error":"#NAME?"},{"$f":"IFERROR(\"Oui, à la ligne \" & MATCH(tableFévrier[[#This Row],[Fusion]],tableOctobre[Fusion],0)+1,\"Non trouvé\")","v":"Non trouvé"},null,869,null,869]
["MFPRCMW506","Balance Mettler 4100g/0,1g","U_METROLOGIE    01","Vérification CURATIVE balance 0/30Kg","MC","DEF","U868","70U",null,"2030-12-31",0,1,0,null,null,"BIOTECH_ULIS",{"$error":"#NAME?"},{"$f":"IFERROR(\"Oui, à la ligne \" & MATCH(tableFévrier[[#This Row],[Fusion]],tableOctobre[Fusion],0)+1,\"Non trouvé\")","v":"Non trouvé"},null,870,null,870]
["MFPRCMW613","Balance Mettler 205g/0,1g","U_METROLOGIE    01","Vérification CURATIVE balance 0/30Kg","MC","DEF","U868","70U",null,"2030-12-31",0,1,0,null,null,"BIOTECH_ULIS",{"$error":"#NAME?"},{"$f":"IFERROR(\"Oui, à la ligne \" & MATCH(tableFévrier[[#This Row],[Fusion]],tableOctobre[Fusion],0)+1,\"Non trouvé\")","v":"Non trouvé"},null,871,null,871]
["BAT11CMT108","Enreg Temp ambiance CF 08 /BAT11ARM01","U_METROLOGIE    12","Vérification CURATIVE température","MC","DEF","U168","10U","122 264,00","3000-01-01",0,1,0,null,null,"BIOMED_ULIS",{"$error":"#NAME?"},{"$f":"IFERROR(\"Oui, à la ligne \" & MATCH(tableFévrier[[#This Row],[Fusion]],tableOctobre[Fusion],0)+1,\"Non trouvé\")","v":"Non trouvé"},null,872,null,872]
["BAT11CMT201","Enreg temp produit CF 01 / BAT11ARM01","U_METROLOGIE    12","Vérification CURATIVE température","MC","DEF","U168","10U","396 623,00","2050-01-01",0,1,0,null,null,"BIOMED_ULIS",{"$error":"#NAME?"},{"$f":"IFERROR(\"Oui, à la ligne \" & MATCH(tableFévrier[[#This Row],[Fusion]],tableOctobre[Fusion],0)+1,\"Non trouvé\")","v":"Non trouvé"},null,873,null,873]
["BAT11CMT109","Enreg Temp ambiance CF 09 /BAT11ARM01","U_METROLOGIE    12","Vérification CURATIVE température","MC","DEF","U168","10U","65 622,00","3000-01-01",0,1,0,null,null,"BIOMED_ULIS",{"$error":"#NAME?"},{"$f":"IFERROR(\"Oui, à la ligne \" & MATCH(tableFévrier[[#This Row],[Fusion]],tableOctobre[Fusion],0)+1,\"Non trouvé\")","v":"Non trouvé"},null,874,null,874]
["BAT11CMT209","Enreg temp produit CF 09 / BAT11ARM01","U_METROLOGIE    12","Vérification CURATIVE température","MC","DEF","U168","10U","70 815,00","3000-01-01",0,1,0,null,null,"BIOMED_ULIS",{"$error":"#NAME?"},{"$f":"IFERROR(\"Oui, à la ligne \" & MATCH(tableFévrier[[#This Row],[Fusion]],tableOctobre[Fusion],0)+1,\"Non trouvé\")","v":"Non trouvé"},null,875,null,875]
["MGGCMW209","Balance Mettler  60kg/20g","U_METROLOGIE    03","Vérifcation CURATIVE balance 31/150Kg","MC","DEF","U168","11U",null,"2030-12-31",0,1,0,null,null,"BIOMED_ULIS",{"$error":"#NAME?"},{"$f":"IFERROR(\"Oui, à la ligne \" & MATCH(tableFévrier[[#This Row],[Fusion]],tableOctobre[Fusion],0)+1,\"Non trouvé\")","v":"Non trouvé"},null,876,null,876]
["MGGCMW210","Balance Mettler 30 kg/1g","U_METROLOGIE    01","Vérification CURATIVE balance 0/30Kg","MC","DEF","U168","11U",null,"2030-12-31",0,1,0,null,null,"BIOMED_ULIS",{"$error":"#NAME?"},{"$f":"IFERROR(\"Oui, à la ligne \" & MATCH(tableFévrier[[#This Row],[Fusion]],tableOctobre[Fusion],0)+1,\"Non trouvé\")","v":"Non trouvé"},null,877,null,877]
["BAT11CMT101","Enreg Temp ambiance CF 01 /BAT11ARM01","U_METROLOGIE    12","Vérification CURATIVE température","MC","DEF","U406","10U","65 630,00","3000-01-01",0,1,0,null,null,"BIOMED_ULIS",{"$error":"#NAME?"},{"$f":"IFERROR(\"Oui, à la ligne \" & MATCH(tableFévrier[[#This Row],[Fusion]],tableOctobre[Fusion],0)+1,\"Non trouvé\")","v":"Non trouvé"},null,878,null,878]
["BAT11CMT102","Enreg Temp ambiance CF 02 /BAT11ARM01","U_METROLOGIE    12","Vérification CURATIVE température","MC","DEF","U406","10U","65 629,00","3000-01-01",0,1,0,null,null,"BIOMED_ULIS",{"$error":"#NAME?"},{"$f":"IFERROR(\"Oui, à la ligne \" & MATCH(tableFévrier[[#This Row],[Fusion]],tableOctobre[Fusion],0)+1,\"Non trouvé\")","v":"Non trouvé"},null,879,null,879]
["BAT11CMT202","Enreg temp produit CF 02 / BAT11ARM01","U_METROLOGIE    12","Vérification CURATIVE température","MC","DEF","U406","10U","65 617,00","3000-01-01",0,1,0,null,null,"BIOMED_ULIS",{"$error":"#NAME?"},{"$f":"IFERROR(\"Oui, à la ligne \" & MATCH(tableFévrier[[#This Row],[Fusion]],tableOctobre[Fusion],0)+1,\"Non trouvé\")","v":"Non trouvé"},null,880,null,880]
["BAT11CMT103","Enreg Temp ambiance CF 03 /BAT11ARM01","U_METROLOGIE    12","Vérification CURATIVE température","MC","DEF","U406","10U","65 628,00","3000-01-01",0,1,0,null,null,"BIOMED_ULIS",{"$error":"#NAME?"},{"$f":"IFERROR(\"Oui, à la ligne \" & MATCH(tableFévrier[[#This Row],[Fusion]],tableOctobre[Fusion],0)+1,\"Non trouvé\")","v":"Non trouvé"},null,881,null,881]
["BAT11CMT203","Enreg temp produit CF 03 / BAT11ARM01","U_METROLOGIE    12","Vérification CURATIVE température","MC","DEF","U406","10U","65 616,00","3000-01-01",0,1,0,null,null,"BIOMED_ULIS",{"$error":"#NAME?"},{"$f":"IFERROR(\"Oui, à la ligne \" & MATCH(tableFévrier[[#This Row],[Fusion]],tableOctobre[Fusion],0)+1,\"Non trouvé\")","v":"Non trouvé"},null,882,null,882]
["BAT11CMT104","Enreg Temp ambiance CF 04 /BAT11ARM01","U_METROLOGIE    12","Vérification CURATIVE température","MC","DEF","U406","10U","65 627,00","3000-01-01",0,1,0,null,null,"BIOMED_ULIS",{"$error":"#NAME?"},{"$f":"IFERROR(\"Oui, à la ligne \" & MATCH(tableFévrier[[#This Row],[Fusion]],tableOctobre[Fusion],0)+1,\"Non trouvé\")","v":"Non trouvé"},null,883,null,883]
["BAT11CMT204","Enreg temp produit CF 04 / BAT11ARM01","U_METROLOGIE    12","Vérification CURATIVE température","MC","DEF","U406","10U","65 615,00","3000-01-01",0,1,0,null,null,"BIOMED_ULIS",{"$error":"#NAME?"},{"$f":"IFERROR(\"Oui, à la ligne \" & MATCH(tableFévrier[[#This Row],[Fusion]],tableOctobre[Fusion],0)+1,\"Non trouvé\")","v":"Non trouvé"},null,884,null,884]
["BAT11CMT105","Enreg Temp ambiance CF 05 /BAT11ARM01","U_METROLOGIE    12","Vérification CURATIVE température","MC","DEF","U406","10U","65 626,00","3000-01-01",0,1,0,null,null,"BIOMED_ULIS",{"$error":"#NAME?"},{"$f":"IFERROR(\"Oui, à la ligne \" & MATCH(tableFévrier[[#This Row],[Fusion]],tableOctobre[Fusion],0)+1,\"Non trouvé\")","v":"Non trouvé"},null,885,null,885]
["BAT11CMT205","Enreg temp produit CF 05 / BAT11ARM01","U_METROLOGIE    12","Vérification CURATIVE température","MC","DEF","U406","10U","410 640,00","2050-01-01",0,1,0,null,null,"BIOMED_ULIS",{"$error":"#NAME?"},{"$f":"IFERROR(\"Oui, à la ligne \" & MATCH(tableFévrier[[#This Row],[Fusion]],tableOctobre[Fusion],0)+1,\"Non trouvé\")","v":"Non trouvé"},null,886,null,886]
["BAT11CMT106","Enreg Temp ambiance CF 06 /BAT11ARM01","U_METROLOGIE    12","Vérification CURATIVE température","MC","DEF","U406","10U","65 625,00","3000-01-01",0,1,0,null,null,"BIOMED_ULIS",{"$error":"#NAME?"},{"$f":"IFERROR(\"Oui, à la ligne \" & MATCH(tableFévrier[[#This Row],[Fusion]],tableOctobre[Fusion],0)+1,\"Non trouvé\")","v":"Non trouvé"},null,887,null,887]
["BAT11CMT206","Enreg temp produit CF 06 / BAT11ARM01","U_METROLOGIE    12","Vérification CURATIVE température","MC","DEF","U406","10U","65 613,00","3000-01-01",0,1,0,null,null,"BIOMED_ULIS",{"$error":"#NAME?"},{"$f":"IFERROR(\"Oui, à la ligne \" & MATCH(tableFévrier[[#This Row],[Fusion]],tableOctobre[Fusion],0)+1,\"Non trouvé\")","v":"Non trouvé"},null,888,null,888]
["BAT11CMT113","Enreg Temp ambiance CF 13 /BAT11ARM01","U_METROLOGIE    12","Vérification CURATIVE température","MC","DEF","U406","10U","489 356,00","2050-01-01",0,1,0,null,null,"BIOMED_ULIS",{"$error":"#NAME?"},{"$f":"IFERROR(\"Oui, à la ligne \" & MATCH(tableFévrier[[#This Row],[Fusion]],tableOctobre[Fusion],0)+1,\"Non trouvé\")","v":"Non trouvé"},null,889,null,889]
["BAT11CMT112","Enreg Temp ambiance CF 12 /BAT11ARM01","U_METROLOGIE    12","Vérification CURATIVE température","MC","DEF","U406","10U","65 620,00","3000-01-01",0,1,0,null,null,"BIOMED_ULIS",{"$error":"#NAME?"},{"$f":"IFERROR(\"Oui, à la ligne \" & MATCH(tableFévrier[[#This Row],[Fusion]],tableOctobre[Fusion],0)+1,\"Non trouvé\")","v":"Non trouvé"},null,890,null,890]
["BAT11CMT212","Enreg temp produit CF 12 / BAT11ARM01","U_METROLOGIE    12","Vérification CURATIVE température","MC","DEF","U406","10U","65 610,00","3000-01-01",0,1,0,null,null,"BIOMED_ULIS",{"$error":"#NAME?"},{"$f":"IFERROR(\"Oui, à la ligne \" & MATCH(tableFévrier[[#This Row],[Fusion]],tableOctobre[Fusion],0)+1,\"Non trouvé\")","v":"Non trouvé"},null,891,null,891]
["UDP5CMW402","Balance Sartorius 120g/0,1mg","U_METROLOGIE    01","Vérification CURATIVE balance 0/30Kg","MC","DEF","U864PDP","70U",null,"2030-12-31",0,1,0,null,null,"BIOTECH_ULIS",{"$error":"#NAME?"},{"$f":"IFERROR(\"Oui, à la ligne \" & MATCH(tableFévrier[[#This Row],[Fusion]],tableOctobre[Fusion],0)+1,\"Non trouvé\")","v":"Non trouvé"},null,892,null,892]
["UDP5CMW404","Balance Sartorius 5550g/0,01g","U_METROLOGIE    01","Vérification CURATIVE balance 0/30Kg","MC","DEF","U864PDP","70U",null,"2030-12-31",0,1,0,null,null,"BIOTECH_ULIS",{"$error":"#NAME?"},{"$f":"IFERROR(\"Oui, à la ligne \" & MATCH(tableFévrier[[#This Row],[Fusion]],tableOctobre[Fusion],0)+1,\"Non trouvé\")","v":"Non trouvé"},null,893,null,893]
["PECMT01","Affich + contrôle temp distrib éthanol","U_METROLOGIE    12","Vérification CURATIVE température","MC","METR","U236PE","11U","451 781,00","2050-01-01",0,1,0,null,null,"BIOMED_ULIS",{"$error":"#NAME?"},{"$f":"IFERROR(\"Oui, à la ligne \" & MATCH(tableFévrier[[#This Row],[Fusion]],tableOctobre[Fusion],0)+1,\"Non trouvé\")","v":"Non trouvé"},null,894,null,894]
["PLACML05","Niveau cuve PLAT003","U_METROLOGIE    24","Vérification CURATIVE de niveau","MC","DEF","U410","11U","588 968,00","3000-01-01",0,1,0,null,null,"BIOMED_ULIS",{"$error":"#NAME?"},{"$f":"IFERROR(\"Oui, à la ligne \" & MATCH(tableFévrier[[#This Row],[Fusion]],tableOctobre[Fusion],0)+1,\"Non trouvé\")","v":"Non trouvé"},null,895,null,895]
["PLACML06","Niveau cuve PLAT004","U_METROLOGIE    24","Vérification CURATIVE de niveau","MC","DEF","U410","11U","627 520,00","3000-01-01",0,1,0,null,null,"BIOMED_ULIS",{"$error":"#NAME?"},{"$f":"IFERROR(\"Oui, à la ligne \" & MATCH(tableFévrier[[#This Row],[Fusion]],tableOctobre[Fusion],0)+1,\"Non trouvé\")","v":"Non trouvé"},null,896,null,896]
["PLACML07","Affichage niveau cuve PLAT001","U_METROLOGIE    24","Vérification CURATIVE de niveau","MC","DEF","U410","11U","476 802,00","2050-01-01",0,1,0,null,null,"BIOMED_ULIS",{"$error":"#NAME?"},{"$f":"IFERROR(\"Oui, à la ligne \" & MATCH(tableFévrier[[#This Row],[Fusion]],tableOctobre[Fusion],0)+1,\"Non trouvé\")","v":"Non trouvé"},null,897,null,897]
["PLACMP02","Régulation pression sortie centri PLAC01","U_METROLOGIE    15","Vérification CURATIVE pression","MC","DEF","U410","11U","137 915,00","3000-01-01",0,1,0,null,null,"BIOMED_ULIS",{"$f":"_xlfn.TEXTJOIN(\"\",TRUE,A898:D898,H898,N898)","v":{"$error":"#NAME?"}},{"$f":"IFERROR(\"Oui, à la ligne \" & MATCH(tableFévrier[[#This Row],[Fusion]],tableOctobre[Fusion],0)+1,\"Non trouvé\")","v":"Non trouvé"},null,898,null,898]
["PLACMP03","Régulation pression sortie centri PLAC02","U_METROLOGIE    15","Vérification CURATIVE pression","MC","DEF","U410","11U","531 703,00","3000-01-01",0,1,0,null,null,"BIOMED_ULIS",{"$error":"#NAME?"},{"$f":"IFERROR(\"Oui, à la ligne \" & MATCH(tableFévrier[[#This Row],[Fusion]],tableOctobre[Fusion],0)+1,\"Non trouvé\")","v":"Non trouvé"},null,899,null,899]
["PLACMP04","Affichage pression amont PLASKID01","U_METROLOGIE    15","Vérification CURATIVE pression","MC","DEF","U410","11U","88 053,00","3000-01-01",0,1,0,null,null,"BIOMED_ULIS",{"$error":"#NAME?"},{"$f":"IFERROR(\"Oui, à la ligne \" & MATCH(tableFévrier[[#This Row],[Fusion]],tableOctobre[Fusion],0)+1,\"Non trouvé\")","v":"Non trouvé"},null,900,null,900]
["PLACMP05","Affichage pression aval PLASKID01","U_METROLOGIE    15","Vérification CURATIVE pression","MC","DEF","U410","11U","95 332,00","3000-01-01",0,1,0,null,null,"BIOMED_ULIS",{"$error":"#NAME?"},{"$f":"IFERROR(\"Oui, à la ligne \" & MATCH(tableFévrier[[#This Row],[Fusion]],tableOctobre[Fusion],0)+1,\"Non trouvé\")","v":"Non trouvé"},null,901,null,901]
["PLACMT07","Température ambiance PLACF03 sur GTC","U_METROLOGIE    12","Vérification CURATIVE température","MC","DEF","U410","11U","93 196,00","3000-01-01",0,1,0,null,null,"BIOMED_ULIS",{"$error":"#NAME?"},{"$f":"IFERROR(\"Oui, à la ligne \" & MATCH(tableFévrier[[#This Row],[Fusion]],tableOctobre[Fusion],0)+1,\"Non trouvé\")","v":"Non trouvé"},null,902,null,902]
["PLACMT13","Température produit PLACF02","U_METROLOGIE    12","Vérification CURATIVE température","MC","DEF","U410","11U","93 025,00","3000-01-01",0,1,0,null,null,"BIOMED_ULIS",{"$error":"#NAME?"},{"$f":"IFERROR(\"Oui, à la ligne \" & MATCH(tableFévrier[[#This Row],[Fusion]],tableOctobre[Fusion],0)+1,\"Non trouvé\")","v":"Non trouvé"},null,903,null,903]
["PLACMT24","Affichage temp prod sortie PLAC01/PLAUR02","U_METROLOGIE    12","Vérification CURATIVE température","MC","DEF","U410","11U","563 566,00","3000-01-01",0,1,0,null,null,"BIOMED_ULIS",{"$error":"#NAME?"},{"$f":"IFERROR(\"Oui, à la ligne \" & MATCH(tableFévrier[[#This Row],[Fusion]],tableOctobre[Fusion],0)+1,\"Non trouvé\")","v":"Non trouvé"},null,904]
["PLACMT25","Affigage Temp prod sortie PLAC02/PLAUR02","U_METROLOGIE    12","Vérification CURATIVE température","MC","DEF","U410","11U","449 525,00","2050-01-01",0,1,0,null,null,"BIOMED_ULIS",{"$error":"#NAME?"},{"$f":"IFERROR(\"Oui, à la ligne \" & MATCH(tableFévrier[[#This Row],[Fusion]],tableOctobre[Fusion],0)+1,\"Non trouvé\")","v":"Non trouvé"},null,905]
["PLACMT35","Régulation température PLAT003 (GW77)","U_METROLOGIE    12","Vérification CURATIVE température","MC","DEF","U410","11U","485 394,00","2050-01-01",0,1,0,null,null,"BIOMED_ULIS",{"$error":"#NAME?"},{"$f":"IFERROR(\"Oui, à la ligne \" & MATCH(tableFévrier[[#This Row],[Fusion]],tableOctobre[Fusion],0)+1,\"Non trouvé\")","v":"Non trouvé"},null,906,null,906]
["PLACMT36","Régulation température PLAT004 (GW77)","U_METROLOGIE    12","Vérification CURATIVE température","MC","DEF","U410","11U","490 671,00","2050-01-01",0,1,0,null,null,"BIOMED_ULIS",{"$error":"#NAME?"},{"$f":"IFERROR(\"Oui, à la ligne \" & MATCH(tableFévrier[[#This Row],[Fusion]],tableOctobre[Fusion],0)+1,\"Non trouvé\")","v":"Non trouvé"},null,907,null,907]
["PLACMT37","Affichage T° produit PLAT001","U_METROLOGIE    12","Vérification CURATIVE température","MC","DEF","U410","11U","463 252,00","2050-01-01",0,1,0,null,null,"BIOMED_ULIS",{"$error":"#NAME?"},{"$f":"IFERROR(\"Oui, à la ligne \" & MATCH(tableFévrier[[#This Row],[Fusion]],tableOctobre[Fusion],0)+1,\"Non trouvé\")","v":"Non trouvé"},null,908,null,908]
["EXPWCMC01","Mesure conductivité sortie UF","U_METROLOGIE    18","Vérification CURATIVE conductivité circuit","MC","METR","U222PW","11U","540 921,00","3000-01-01",0,1,0,null,null,"BIOMED_ULIS",{"$error":"#NAME?"},{"$f":"IFERROR(\"Oui, à la ligne \" & MATCH(tableFévrier[[#This Row],[Fusion]],tableOctobre[Fusion],0)+1,\"Non trouvé\")","v":"Non trouvé"},null,909,null,909]
["EXPWCMC04","Mesure conductivité sortie DUO n°1","U_METROLOGIE    18","Vérification CURATIVE conductivité circuit","MC","METR","U222PW","11U","540 922,00","3000-01-01",0,1,0,null,null,"BIOMED_ULIS",{"$error":"#NAME?"},{"$f":"IFERROR(\"Oui, à la ligne \" & MATCH(tableFévrier[[#This Row],[Fusion]],tableOctobre[Fusion],0)+1,\"Non trouvé\")","v":"Non trouvé"},null,910,null,910]
["EXPWCMC05","Mesure conductivité sortie DUO n°2","U_METROLOGIE    18","Vérification CURATIVE conductivité circuit","MC","METR","U222PW","11U","540 923,00","3000-01-01",0,1,0,null,null,"BIOMED_ULIS",{"$error":"#NAME?"},{"$f":"IFERROR(\"Oui, à la ligne \" & MATCH(tableFévrier[[#This Row],[Fusion]],tableOctobre[Fusion],0)+1,\"Non trouvé\")","v":"Non trouvé"},null,911,null,911]
["PWCMP01","Mesure P retour b principale PWBD02","U_METROLOGIE    15","Vérification CURATIVE pression","MC","METR","U222PW","11U","421 101,00","2050-01-01",0,1,0,null,null,"BIOMED_ULIS",{"$error":"#NAME?"},{"$f":"IFERROR(\"Oui, à la ligne \" & MATCH(tableFévrier[[#This Row],[Fusion]],tableOctobre[Fusion],0)+1,\"Non trouvé\")","v":"Non trouvé"},null,912,null,912]
["PWCMT01","Mesure T entrée UF PW (% MF38)","U_METROLOGIE    12","Vérification CURATIVE température","MC","METR","U222PW","11U","540 933,00","3000-01-01",0,1,0,null,null,"BIOMED_ULIS",{"$error":"#NAME?"},{"$f":"IFERROR(\"Oui, à la ligne \" & MATCH(tableFévrier[[#This Row],[Fusion]],tableOctobre[Fusion],0)+1,\"Non trouvé\")","v":"Non trouvé"},null,913,null,913]
["PWCMT02","Mesure T° départ boucle distrib PW","U_METROLOGIE    12","Vérification CURATIVE température","MC","METR","U222PW","11U","421 103,00","2050-01-01",0,1,0,null,null,"BIOMED_ULIS",{"$error":"#NAME?"},{"$f":"IFERROR(\"Oui, à la ligne \" & MATCH(tableFévrier[[#This Row],[Fusion]],tableOctobre[Fusion],0)+1,\"Non trouvé\")","v":"Non trouvé"},null,914,null,914]
["PWCMT04","Mesure T° départ sous boucle R&D","U_METROLOGIE    12","Vérification CURATIVE température","MC","METR","U222PW","11U","421 105,00","2050-01-01",0,1,0,null,null,"BIOMED_ULIS",{"$error":"#NAME?"},{"$f":"IFERROR(\"Oui, à la ligne \" & MATCH(tableFévrier[[#This Row],[Fusion]],tableOctobre[Fusion],0)+1,\"Non trouvé\")","v":"Non trouvé"},null,915,null,915]
["ETALCMP01","Pression DRUCK DPI 610 n°61010799","U_METROLOGIE    26","Vérification CURATIVE labo extérieur","MC","DEF","U720","50U","542 347,00","3000-01-01",0,1,0,null,null,"BIOMED_ULIS",{"$error":"#NAME?"},{"$f":"IFERROR(\"Oui, à la ligne \" & MATCH(tableFévrier[[#This Row],[Fusion]],tableOctobre[Fusion],0)+1,\"Non trouvé\")","v":"Non trouvé"},null,916,null,916]
["EXETALCMP02","Pression MKS n°17540 SPF","U_METROLOGIE    26","Vérification CURATIVE labo extérieur","MC","DEF","U720","50U",null,"2049-12-31",0,1,0,null,null,"BIOMED_ULIS",{"$error":"#NAME?"},{"$f":"IFERROR(\"Oui, à la ligne \" & MATCH(tableFévrier[[#This Row],[Fusion]],tableOctobre[Fusion],0)+1,\"Non trouvé\")","v":"Non trouvé"},null,917,null,917]
["EXETALCMT53","Temp. Testostor cap. ext. n°20200000010","U_METROLOGIE    12","Vérification CURATIVE température","MC","DEF","U720","50U",null,"2030-12-31",0,1,0,null,null,"BIOMED_ULIS",{"$error":"#NAME?"},{"$f":"IFERROR(\"Oui, à la ligne \" & MATCH(tableFévrier[[#This Row],[Fusion]],tableOctobre[Fusion],0)+1,\"Non trouvé\")","v":"Non trouvé"},null,918,null,918]
["EXETALCMT54","Temp. Testostor cap. ext. n°20200000004","U_METROLOGIE    12","Vérification CURATIVE température","MC","DEF","U720","50U",null,"2030-12-31",0,1,0,null,null,"BIOMED_ULIS",{"$error":"#NAME?"},{"$f":"IFERROR(\"Oui, à la ligne \" & MATCH(tableFévrier[[#This Row],[Fusion]],tableOctobre[Fusion],0)+1,\"Non trouvé\")","v":"Non trouvé"},null,919,null,919]
["EXUDA2CMW407","Balance Sartorius 121g/0,1mg","U_METROLOGIE    01","Vérification CURATIVE balance 0/30Kg","MC","DEF","U855","70U",null,"2030-12-31",0,1,0,null,null,"BIOTECH_ULIS",{"$error":"#NAME?"},{"$f":"IFERROR(\"Oui, à la ligne \" & MATCH(tableFévrier[[#This Row],[Fusion]],tableOctobre[Fusion],0)+1,\"Non trouvé\")","v":"Non trouvé"},null,920,null,920]
["UDA2CMW408","Balance Sartorius 610g/0,01g","U_METROLOGIE    01","Vérification CURATIVE balance 0/30Kg","MC","DEF","U855","70U",null,"2030-12-31",0,1,0,null,null,"BIOTECH_ULIS",{"$error":"#NAME?"},{"$f":"IFERROR(\"Oui, à la ligne \" & MATCH(tableFévrier[[#This Row],[Fusion]],tableOctobre[Fusion],0)+1,\"Non trouvé\")","v":"Non trouvé"},null,921,null,921]
["UDP1CMW239","Balance Sartorius 12kg/1g","U_METROLOGIE    01","Vérification CURATIVE balance 0/30Kg","MC","DEF","U851","70U",null,"2030-12-31",0,1,0,null,null,"BIOTECH_ULIS",{"$error":"#NAME?"},{"$f":"IFERROR(\"Oui, à la ligne \" & MATCH(tableFévrier[[#This Row],[Fusion]],tableOctobre[Fusion],0)+1,\"Non trouvé\")","v":"Non trouvé"},null,922,null,922]
["EXUDP1CMW502","Balance Mettler 2100g/0,1g","U_METROLOGIE    01","Vérification CURATIVE balance 0/30Kg","MC","DEF","U851","70U",null,"2030-12-31",0,1,0,null,null,"BIOTECH_ULIS",{"$error":"#NAME?"},{"$f":"IFERROR(\"Oui, à la ligne \" & MATCH(tableFévrier[[#This Row],[Fusion]],tableOctobre[Fusion],0)+1,\"Non trouvé\")","v":"Non trouvé"},null,923,null,923]
["UPILCMW03","Balance Mettler 120000g/50 g","U_METROLOGIE    03","Vérifcation CURATIVE balance 31/150Kg","MC","DEF","U851","70U",null,"2030-12-31",0,1,0,null,null,"BIOTECH_ULIS",{"$error":"#NAME?"},{"$f":"IFERROR(\"Oui, à la ligne \" & MATCH(tableFévrier[[#This Row],[Fusion]],tableOctobre[Fusion],0)+1,\"Non trouvé\")","v":"Non trouvé"},null,924,null,924]
["UDP1CMW603","Balance Sartorius 12000g/0,1g","U_METROLOGIE    01","Vérification CURATIVE balance 0/30Kg","MC","DEF","U851","70U",null,"2030-12-31",0,1,0,null,null,"BIOTECH_ULIS",{"$error":"#NAME?"},{"$f":"IFERROR(\"Oui, à la ligne \" & MATCH(tableFévrier[[#This Row],[Fusion]],tableOctobre[Fusion],0)+1,\"Non trouvé\")","v":"Non trouvé"},null,925,null,925]
["UDP1CMW608","Balance Sartorius 6200g/0,1g","U_METROLOGIE    01","Vérification CURATIVE balance 0/30Kg","MC","DEF","U851","70U",null,"2030-12-31",0,1,0,null,null,"BIOTECH_ULIS",{"$error":"#NAME?"},{"$f":"IFERROR(\"Oui, à la ligne \" & MATCH(tableFévrier[[#This Row],[Fusion]],tableOctobre[Fusion],0)+1,\"Non trouvé\")","v":"Non trouvé"},null,926,null,926]
["EXUDP2CMP02-1","Manomètre MECOTEC n°4523","U_METROLOGIE    15","Vérification CURATIVE pression","MC","DEF","U851","70U",null,"3000-01-01",0,1,0,null,null,"BIOTECH_ULIS",{"$error":"#NAME?"},{"$f":"IFERROR(\"Oui, à la ligne \" & MATCH(tableFévrier[[#This Row],[Fusion]],tableOctobre[Fusion],0)+1,\"Non trouvé\")","v":"Non trouvé"},null,927,null,927]
["UDP2CMP05","Manomètre MECOTEC n°4329","U_METROLOGIE    15","Vérification CURATIVE pression","MC","DEF","U851","70U",null,"3000-01-01",0,1,0,null,null,"BIOTECH_ULIS",{"$error":"#NAME?"},{"$f":"IFERROR(\"Oui, à la ligne \" & MATCH(tableFévrier[[#This Row],[Fusion]],tableOctobre[Fusion],0)+1,\"Non trouvé\")","v":"Non trouvé"},null,928,null,928]
["UDP2CMW034","Balance Sartorius 3100/0,1&0,2&0,5g","U_METROLOGIE    01","Vérification CURATIVE balance 0/30Kg","MC","DEF","U851","70U",null,"2030-12-31",0,1,0,null,null,"BIOTECH_ULIS",{"$error":"#NAME?"},{"$f":"IFERROR(\"Oui, à la ligne \" & MATCH(tableFévrier[[#This Row],[Fusion]],tableOctobre[Fusion],0)+1,\"Non trouvé\")","v":"Non trouvé"},null,929,null,929]
["UDP2CMW052","Balance Mettler 16000g/0,1g","U_METROLOGIE    01","Vérification CURATIVE balance 0/30Kg","MC","DEF","U851","70U",null,"2030-12-31",0,1,0,null,null,"BIOTECH_ULIS",{"$error":"#NAME?"},{"$f":"IFERROR(\"Oui, à la ligne \" & MATCH(tableFévrier[[#This Row],[Fusion]],tableOctobre[Fusion],0)+1,\"Non trouvé\")","v":"Non trouvé"},null,930,null,930]
["UDP2CMW240","Balance Roucaire 610&3100g/0,01&0.1g","U_METROLOGIE    01","Vérification CURATIVE balance 0/30Kg","MC","DEF","U851","70U",null,"2030-12-31",0,1,0,null,null,"BIOTECH_ULIS",{"$error":"#NAME?"},{"$f":"IFERROR(\"Oui, à la ligne \" & MATCH(tableFévrier[[#This Row],[Fusion]],tableOctobre[Fusion],0)+1,\"Non trouvé\")","v":"Non trouvé"},null,931,null,931]
["UDP2CMW305","Balance Mettler 3100g/0,1g","U_METROLOGIE    01","Vérification CURATIVE balance 0/30Kg","MC","DEF","U851","70U",null,"2030-12-31",0,1,0,null,null,"BIOTECH_ULIS",{"$error":"#NAME?"},{"$f":"IFERROR(\"Oui, à la ligne \" & MATCH(tableFévrier[[#This Row],[Fusion]],tableOctobre[Fusion],0)+1,\"Non trouvé\")","v":"Non trouvé"},null,932,null,932]
["UDP2CMW306","Balance Précisa Roucaire 610g&3100g/0,01","U_METROLOGIE    01","Vérification CURATIVE balance 0/30Kg","MC","DEF","U851","70U",null,"2030-12-31",0,1,0,null,null,"BIOTECH_ULIS",{"$error":"#NAME?"},{"$f":"IFERROR(\"Oui, à la ligne \" & MATCH(tableFévrier[[#This Row],[Fusion]],tableOctobre[Fusion],0)+1,\"Non trouvé\")","v":"Non trouvé"},null,933,null,933]
["UDP2CMW312","Balance Mettler 4000g/0,1g","U_METROLOGIE    01","Vérification CURATIVE balance 0/30Kg","MC","DEF","U851","70U",null,"2030-12-31",0,1,0,null,null,"BIOTECH_ULIS",{"$error":"#NAME?"},{"$f":"IFERROR(\"Oui, à la ligne \" & MATCH(tableFévrier[[#This Row],[Fusion]],tableOctobre[Fusion],0)+1,\"Non trouvé\")","v":"Non trouvé"},null,934,null,934]
["UDP3CMP01","Manomètre MECOTEC n°7465","U_METROLOGIE    15","Vérification CURATIVE pression","MC","DEF","U851","70U",null,"3000-01-01",0,1,0,null,null,"BIOTECH_ULIS",{"$error":"#NAME?"},{"$f":"IFERROR(\"Oui, à la ligne \" & MATCH(tableFévrier[[#This Row],[Fusion]],tableOctobre[Fusion],0)+1,\"Non trouvé\")","v":"Non trouvé"},null,935,null,935]
["EXUDP3CMP02","Manomètre MECOTEC n°7466","U_METROLOGIE    15","Vérification CURATIVE pression","MC","DEF","U851","11U",null,"2049-12-31",0,1,0,null,null,"BIOTECH_ULIS",{"$error":"#NAME?"},{"$f":"IFERROR(\"Oui, à la ligne \" & MATCH(tableFévrier[[#This Row],[Fusion]],tableOctobre[Fusion],0)+1,\"Non trouvé\")","v":"Non trouvé"},null,936,null,936]
["EXUDP3CMP03","Manomètre sur séparateur à membrane 0-6b","U_METROLOGIE    15","Vérification CURATIVE pression","MC","DEF","U851","70U",null,"3000-01-01",0,1,0,null,null,"BIOTECH_ULIS",{"$error":"#NAME?"},{"$f":"IFERROR(\"Oui, à la ligne \" & MATCH(tableFévrier[[#This Row],[Fusion]],tableOctobre[Fusion],0)+1,\"Non trouvé\")","v":"Non trouvé"},null,937,null,937]
["UDP3CMT01","Contrôle température UDP3REF05","U_METROLOGIE    12","Vérification CURATIVE température","MC","DEF","U851","70U",null,"2049-12-31",0,1,0,null,null,"BIOTECH_ULIS",{"$error":"#NAME?"},{"$f":"IFERROR(\"Oui, à la ligne \" & MATCH(tableFévrier[[#This Row],[Fusion]],tableOctobre[Fusion],0)+1,\"Non trouvé\")","v":"Non trouvé"},null,938,null,938]
["UDP3CMT02","Contrôle température UDP3REF04","U_METROLOGIE    12","Vérification CURATIVE température","MC","DEF","U851","70U",null,"2049-12-31",0,1,0,null,null,"BIOTECH_ULIS",{"$error":"#NAME?"},{"$f":"IFERROR(\"Oui, à la ligne \" & MATCH(tableFévrier[[#This Row],[Fusion]],tableOctobre[Fusion],0)+1,\"Non trouvé\")","v":"Non trouvé"},null,939,null,939]
["UDP3CMT03","Contrôle température UDP3REF02","U_METROLOGIE    12","Vérification CURATIVE température","MC","DEF","U851","11U",null,"2049-12-31",0,1,0,null,null,"BIOTECH_ULIS",{"$error":"#NAME?"},{"$f":"IFERROR(\"Oui, à la ligne \" & MATCH(tableFévrier[[#This Row],[Fusion]],tableOctobre[Fusion],0)+1,\"Non trouvé\")","v":"Non trouvé"},null,940,null,940]
["UDP3CMT08","Contrôle température de UDP3ETUV02","U_METROLOGIE    12","Vérification CURATIVE température","MC","DEF","U851","70U",null,"3000-01-01",0,1,0,null,null,"BIOTECH_ULIS",{"$error":"#NAME?"},{"$f":"IFERROR(\"Oui, à la ligne \" & MATCH(tableFévrier[[#This Row],[Fusion]],tableOctobre[Fusion],0)+1,\"Non trouvé\")","v":"Non trouvé"},null,941,null,941]
["UDP3CMT09","Contrôle température UDP3ETUV01","U_METROLOGIE    12","Vérification CURATIVE température","MC","DEF","U851","11U",null,"2030-12-31",0,1,0,null,null,"BIOTECH_ULIS",{"$error":"#NAME?"},{"$f":"IFERROR(\"Oui, à la ligne \" & MATCH(tableFévrier[[#This Row],[Fusion]],tableOctobre[Fusion],0)+1,\"Non trouvé\")","v":"Non trouvé"},null,942,null,942]
["UPILCMW02","Balance Mettler 16000g/1g","U_METROLOGIE    01","Vérification CURATIVE balance 0/30Kg","MC","DEF","U851","70U",null,"2030-12-31",0,1,0,null,null,"BIOTECH_ULIS",{"$error":"#NAME?"},{"$f":"IFERROR(\"Oui, à la ligne \" & MATCH(tableFévrier[[#This Row],[Fusion]],tableOctobre[Fusion],0)+1,\"Non trouvé\")","v":"Non trouvé"},null,943,null,943]
["WE2CMP03","Affichage Pression sortie surnageant C21","U_METROLOGIE    15","Vérification CURATIVE pression","MC","DEF","U441","11U","633 113,00","3000-01-01",0,1,0,null,null,"BIOMED_ULIS",{"$error":"#NAME?"},{"$f":"IFERROR(\"Oui, à la ligne \" & MATCH(tableFévrier[[#This Row],[Fusion]],tableOctobre[Fusion],0)+1,\"Non trouvé\")","v":"Non trouvé"},null,944,null,944]
["WE2CMP04","Affichage Pression sortie surnageant C22","U_METROLOGIE    15","Vérification CURATIVE pression","MC","DEF","U441","11U","633 123,00","3000-01-01",0,1,0,null,null,"BIOMED_ULIS",{"$error":"#NAME?"},{"$f":"IFERROR(\"Oui, à la ligne \" & MATCH(tableFévrier[[#This Row],[Fusion]],tableOctobre[Fusion],0)+1,\"Non trouvé\")","v":"Non trouvé"},null,945,null,945]
["WE2CMT03","Affichage Température sortie surnageant C21","U_METROLOGIE    12","Vérification CURATIVE température","MC","DEF","U441","11U","413 076,00","2050-01-01",0,1,0,null,null,"BIOMED_ULIS",{"$error":"#NAME?"},{"$f":"IFERROR(\"Oui, à la ligne \" & MATCH(tableFévrier[[#This Row],[Fusion]],tableOctobre[Fusion],0)+1,\"Non trouvé\")","v":"Non trouvé"},null,946,null,946]
["WE2CMT04","Affichage Température sortie surnageant C22","U_METROLOGIE    12","Vérification CURATIVE température","MC","DEF","U441","11U","549 161,00","3000-01-01",0,1,0,null,null,"BIOMED_ULIS",{"$error":"#NAME?"},{"$f":"IFERROR(\"Oui, à la ligne \" & MATCH(tableFévrier[[#This Row],[Fusion]],tableOctobre[Fusion],0)+1,\"Non trouvé\")","v":"Non trouvé"},null,947,null,947]
["WFICMC01","Affichage conductivité WFISBD101","U_METROLOGIE    18","Vérification CURATIVE conductivité circuit","MC","DEF","U236WFI","11U","535 372,00","3000-01-01",0,1,0,null,null,"BIOMED_ULIS",{"$error":"#NAME?"},{"$f":"IFERROR(\"Oui, à la ligne \" & MATCH(tableFévrier[[#This Row],[Fusion]],tableOctobre[Fusion],0)+1,\"Non trouvé\")","v":"Non trouvé"},null,948,null,948]
["WFICMC02","Affichage conductivité WFISBD106","U_METROLOGIE    18","Vérification CURATIVE conductivité circuit","MC","DEF","U236WFI","11U","621 326,00","3000-01-01",0,1,0,null,null,"BIOMED_ULIS",{"$error":"#NAME?"},{"$f":"IFERROR(\"Oui, à la ligne \" & MATCH(tableFévrier[[#This Row],[Fusion]],tableOctobre[Fusion],0)+1,\"Non trouvé\")","v":"Non trouvé"},null,949,null,949]
["WFICMC04","Affichage conductivité WFISBD207","U_METROLOGIE    18","Vérification CURATIVE conductivité circuit","MC","DEF","U236WFI","11U","485 961,00","2050-01-01",0,1,0,null,null,"BIOMED_ULIS",{"$error":"#NAME?"},{"$f":"IFERROR(\"Oui, à la ligne \" & MATCH(tableFévrier[[#This Row],[Fusion]],tableOctobre[Fusion],0)+1,\"Non trouvé\")","v":"Non trouvé"},null,950,null,950]
["WFICMC05","Affichage conductivité de WFISBD103","U_METROLOGIE    18","Vérification CURATIVE conductivité circuit","MC","METR","U236WFI","11U","625 602,00","3000-01-01",0,1,0,null,null,"BIOMED_ULIS",{"$error":"#NAME?"},{"$f":"IFERROR(\"Oui, à la ligne \" & MATCH(tableFévrier[[#This Row],[Fusion]],tableOctobre[Fusion],0)+1,\"Non trouvé\")","v":"Non trouvé"},null,951,null,951]
["WFICMC07","Affichage Conductivité de SBD202","U_METROLOGIE    18","Vérification CURATIVE conductivité circuit","MC","DEF","U236WFI","11U","631 552,00","3000-01-01",0,1,0,null,null,"BIOMED_ULIS",{"$error":"#NAME?"},{"$f":"IFERROR(\"Oui, à la ligne \" & MATCH(tableFévrier[[#This Row],[Fusion]],tableOctobre[Fusion],0)+1,\"Non trouvé\")","v":"Non trouvé"},null,952,null,952]
["WFICMC09","Affichage Conductivité de SBD204","U_METROLOGIE    18","Vérification CURATIVE conductivité circuit","MC","DEF","U236WFI","11U","562 928,00","3000-01-01",0,1,0,null,null,"BIOMED_ULIS",{"$error":"#NAME?"},{"$f":"IFERROR(\"Oui, à la ligne \" & MATCH(tableFévrier[[#This Row],[Fusion]],tableOctobre[Fusion],0)+1,\"Non trouvé\")","v":"Non trouvé"},null,953,null,953]
["WFICMC14","Enreg. + affichage C départ boucle n°1","U_METROLOGIE    18","Vérification CURATIVE conductivité circuit","MC","DEF","U236WFI","11U","489 091,00","2050-01-01",0,1,0,null,null,"BIOMED_ULIS",{"$error":"#NAME?"},{"$f":"IFERROR(\"Oui, à la ligne \" & MATCH(tableFévrier[[#This Row],[Fusion]],tableOctobre[Fusion],0)+1,\"Non trouvé\")","v":"Non trouvé"},null,954,null,954]
["WFICMC15","Aff. Conduc. départ boucle eau ppi n°2","U_METROLOGIE    18","Vérification CURATIVE conductivité circuit","MC","DEF","U236WFI","11U","420 574,00","2050-01-01",0,1,0,null,null,"BIOMED_ULIS",{"$error":"#NAME?"},{"$f":"IFERROR(\"Oui, à la ligne \" & MATCH(tableFévrier[[#This Row],[Fusion]],tableOctobre[Fusion],0)+1,\"Non trouvé\")","v":"Non trouvé"},null,955,null,955]
["WFICMP01","Affichage pression départ  WFISBD101","U_METROLOGIE    15","Vérification CURATIVE pression","MC","DEF","U236WFI","11U","398 956,00","2050-01-01",0,1,0,null,null,"BIOMED_ULIS",{"$error":"#NAME?"},{"$f":"IFERROR(\"Oui, à la ligne \" & MATCH(tableFévrier[[#This Row],[Fusion]],tableOctobre[Fusion],0)+1,\"Non trouvé\")","v":"Non trouvé"},null,956,null,956]
["WFICMP02","Affichage pression départ  WFISBD106","U_METROLOGIE    15","Vérification CURATIVE pression","MC","DEF","U236WFI","11U","77 809,00","3000-01-01",0,1,0,null,null,"BIOMED_ULIS",{"$error":"#NAME?"},{"$f":"IFERROR(\"Oui, à la ligne \" & MATCH(tableFévrier[[#This Row],[Fusion]],tableOctobre[Fusion],0)+1,\"Non trouvé\")","v":"Non trouvé"},null,957,null,957]
["WFICMP04","Affi. pession départ  WFISBD207","U_METROLOGIE    15","Vérification CURATIVE pression","MC","DEF","U236WFI","11U","51 404,00","3000-01-01",0,1,0,null,null,"BIOMED_ULIS",{"$error":"#NAME?"},{"$f":"IFERROR(\"Oui, à la ligne \" & MATCH(tableFévrier[[#This Row],[Fusion]],tableOctobre[Fusion],0)+1,\"Non trouvé\")","v":"Non trouvé"},null,958,null,958]
["WFICMP05","Affichage pression départ  WFISBD103","U_METROLOGIE    15","Vérification CURATIVE pression","MC","METR","U236WFI","11U","526 260,00","3000-01-01",0,1,0,null,null,"BIOMED_ULIS",{"$error":"#NAME?"},{"$f":"IFERROR(\"Oui, à la ligne \" & MATCH(tableFévrier[[#This Row],[Fusion]],tableOctobre[Fusion],0)+1,\"Non trouvé\")","v":"Non trouvé"},null,959,null,959]
["WFICMP07","Affichage Pression de Départ SBD202","U_METROLOGIE    15","Vérification CURATIVE pression","MC","DEF","U236WFI","11U","47 563,00","3000-01-01",0,1,0,null,null,"BIOMED_ULIS",{"$error":"#NAME?"},{"$f":"IFERROR(\"Oui, à la ligne \" & MATCH(tableFévrier[[#This Row],[Fusion]],tableOctobre[Fusion],0)+1,\"Non trouvé\")","v":"Non trouvé"},null,960,null,960]
["WFICMP09","Affichage Pression Départ SBD204","U_METROLOGIE    15","Vérification CURATIVE pression","MC","DEF","U236WFI","11U","562 934,00","3000-01-01",0,1,0,null,null,"BIOMED_ULIS",{"$error":"#NAME?"},{"$f":"IFERROR(\"Oui, à la ligne \" & MATCH(tableFévrier[[#This Row],[Fusion]],tableOctobre[Fusion],0)+1,\"Non trouvé\")","v":"Non trouvé"},null,961,null,961]
["WFICMP12","Affichage P. retour boucle WFIBD01","U_METROLOGIE    15","Vérification CURATIVE pression","MC","DEF","U236WFI","11U","420 568,00","2050-01-01",0,1,0,null,null,"BIOMED_ULIS",{"$f":"_xlfn.TEXTJOIN(\"\",TRUE,A962:D962,H962,N962)","v":{"$error":"#NAME?"}},{"$f":"IFERROR(\"Oui, à la ligne \" & MATCH(tableFévrier[[#This Row],[Fusion]],tableOctobre[Fusion],0)+1,\"Non trouvé\")","v":"Non trouvé"},null,962,null,962]
["WFICMP13","Affichage P retour boucle WFIBD02","U_METROLOGIE    15","Vérification CURATIVE pression","MC","DEF","U236WFI","11U","420 578,00","2050-01-01",0,1,0,null,null,"BIOMED_ULIS",{"$error":"#NAME?"},{"$f":"IFERROR(\"Oui, à la ligne \" & MATCH(tableFévrier[[#This Row],[Fusion]],tableOctobre[Fusion],0)+1,\"Non trouvé\")","v":"Non trouvé"},null,963,null,963]
["WFICMT01","Régulation temp. WFISBD101 (GW5)","U_METROLOGIE    12","Vérification CURATIVE température","MC","DEF","U236WFI","11U","77 747,00","3000-01-01",0,1,0,null,null,"BIOMED_ULIS",{"$error":"#NAME?"},{"$f":"IFERROR(\"Oui, à la ligne \" & MATCH(tableFévrier[[#This Row],[Fusion]],tableOctobre[Fusion],0)+1,\"Non trouvé\")","v":"Non trouvé"},null,964,null,964]
["WFICMT02","Régulation temp. départ WFISBD101 (GW0)","U_METROLOGIE    12","Vérification CURATIVE température","MC","DEF","U236WFI","11U","77 749,00","3000-01-01",0,1,0,null,null,"BIOMED_ULIS",{"$error":"#NAME?"},{"$f":"IFERROR(\"Oui, à la ligne \" & MATCH(tableFévrier[[#This Row],[Fusion]],tableOctobre[Fusion],0)+1,\"Non trouvé\")","v":"Non trouvé"},null,965,null,965]
["WFICMT03","Affichage température retour WFISBD101","U_METROLOGIE    12","Vérification CURATIVE température","MC","DEF","U236WFI","11U","77 748,00","3000-01-01",0,1,0,null,null,"BIOMED_ULIS",{"$error":"#NAME?"},{"$f":"IFERROR(\"Oui, à la ligne \" & MATCH(tableFévrier[[#This Row],[Fusion]],tableOctobre[Fusion],0)+1,\"Non trouvé\")","v":"Non trouvé"},null,966,null,966]
["WFICMT05","Enregistr. temp. départ WFISBD106 (GW0)","U_METROLOGIE    12","Vérification CURATIVE température","MC","DEF","U236WFI","11U","77 810,00","3000-01-01",0,1,0,null,null,"BIOMED_ULIS",{"$error":"#NAME?"},{"$f":"IFERROR(\"Oui, à la ligne \" & MATCH(tableFévrier[[#This Row],[Fusion]],tableOctobre[Fusion],0)+1,\"Non trouvé\")","v":"Non trouvé"},null,967,null,967]
["WFICMT07","Affichage temp. retour WFISBD106","U_METROLOGIE    12","Vérification CURATIVE température","MC","DEF","U236WFI","11U","88 873,00","3000-01-01",0,1,0,null,null,"BIOMED_ULIS",{"$error":"#NAME?"},{"$f":"IFERROR(\"Oui, à la ligne \" & MATCH(tableFévrier[[#This Row],[Fusion]],tableOctobre[Fusion],0)+1,\"Non trouvé\")","v":"Non trouvé"},null,968,null,968]
["WFICMT11","Régul + alar temp départ WFISBD207 (GW0)","U_METROLOGIE    12","Vérification CURATIVE température","MC","DEF","U236WFI","11U","51 405,00","3000-01-01",0,1,0,null,null,"BIOMED_ULIS",{"$error":"#NAME?"},{"$f":"IFERROR(\"Oui, à la ligne \" & MATCH(tableFévrier[[#This Row],[Fusion]],tableOctobre[Fusion],0)+1,\"Non trouvé\")","v":"Non trouvé"},null,969,null,969]
["WFICMT12","Affichage température retour WFISBD207","U_METROLOGIE    12","Vérification CURATIVE température","MC","DEF","U236WFI","11U","409 004,00","2050-01-01",0,1,0,null,null,"BIOMED_ULIS",{"$error":"#NAME?"},{"$f":"IFERROR(\"Oui, à la ligne \" & MATCH(tableFévrier[[#This Row],[Fusion]],tableOctobre[Fusion],0)+1,\"Non trouvé\")","v":"Non trouvé"},null,970,null,970]
["WFICMT14","Régulation temp. départ WFISBD103 (GW0)","U_METROLOGIE    12","Vérification CURATIVE température","MC","METR","U236WFI","11U","526 257,00","3000-01-01",0,1,0,null,null,"BIOMED_ULIS",{"$error":"#NAME?"},{"$f":"IFERROR(\"Oui, à la ligne \" & MATCH(tableFévrier[[#This Row],[Fusion]],tableOctobre[Fusion],0)+1,\"Non trouvé\")","v":"Non trouvé"},null,971,null,971]
["WFICMT15","Contrôle température retour WFISBD103","U_METROLOGIE    12","Vérification CURATIVE température","MC","METR","U236WFI","11U","526 258,00","3000-01-01",0,1,0,null,null,"BIOMED_ULIS",{"$error":"#NAME?"},{"$f":"IFERROR(\"Oui, à la ligne \" & MATCH(tableFévrier[[#This Row],[Fusion]],tableOctobre[Fusion],0)+1,\"Non trouvé\")","v":"Non trouvé"},null,972,null,972]
["WFICMT16","Régul° de Temp. SBD202 en Sortie de HEX52","U_METROLOGIE    12","Vérification CURATIVE température","MC","DEF","U236WFI","11U","588 294,00","3000-01-01",0,1,0,null,null,"BIOMED_ULIS",{"$error":"#NAME?"},{"$f":"IFERROR(\"Oui, à la ligne \" & MATCH(tableFévrier[[#This Row],[Fusion]],tableOctobre[Fusion],0)+1,\"Non trouvé\")","v":"Non trouvé"},null,973,null,973]
["WFICMT17","Contrôle Temp. Retour SBD202","U_METROLOGIE    12","Vérification CURATIVE température","MC","DEF","U236WFI","11U","47 566,00","3000-01-01",0,1,0,null,null,"BIOMED_ULIS",{"$error":"#NAME?"},{"$f":"IFERROR(\"Oui, à la ligne \" & MATCH(tableFévrier[[#This Row],[Fusion]],tableOctobre[Fusion],0)+1,\"Non trouvé\")","v":"Non trouvé"},null,974,null,974]
["WFICMT19","Régul° de Temp. SBD204 en Sortie de HEX56","U_METROLOGIE    12","Vérification CURATIVE température","MC","DEF","U236WFI","11U","562 940,00","3000-01-01",0,1,0,null,null,"BIOMED_ULIS",{"$error":"#NAME?"},{"$f":"IFERROR(\"Oui, à la ligne \" & MATCH(tableFévrier[[#This Row],[Fusion]],tableOctobre[Fusion],0)+1,\"Non trouvé\")","v":"Non trouvé"},null,975,null,975]
["WFICMT24","Affichage temp. départ boucle 1","U_METROLOGIE    12","Vérification CURATIVE température","MC","DEF","U236WFI","11U","489 088,00","2050-01-01",0,1,0,null,null,"BIOMED_ULIS",{"$error":"#NAME?"},{"$f":"IFERROR(\"Oui, à la ligne \" & MATCH(tableFévrier[[#This Row],[Fusion]],tableOctobre[Fusion],0)+1,\"Non trouvé\")","v":"Non trouvé"},null,976,null,976]
["WFICMT25","Affich. temp. retour boucle eau ppi n°1","U_METROLOGIE    12","Vérification CURATIVE température","MC","DEF","U236WFI","11U","420 570,00","2050-01-01",0,1,0,null,null,"BIOMED_ULIS",{"$error":"#NAME?"},{"$f":"IFERROR(\"Oui, à la ligne \" & MATCH(tableFévrier[[#This Row],[Fusion]],tableOctobre[Fusion],0)+1,\"Non trouvé\")","v":"Non trouvé"},null,977,null,977]
["WFICMT27","Aff. temp. retour boucle eau ppi n°2","U_METROLOGIE    12","Vérification CURATIVE température","MC","DEF","U236WFI","11U","420 579,00","2050-01-01",0,1,0,null,null,"BIOMED_ULIS",{"$error":"#NAME?"},{"$f":"IFERROR(\"Oui, à la ligne \" & MATCH(tableFévrier[[#This Row],[Fusion]],tableOctobre[Fusion],0)+1,\"Non trouvé\")","v":"Non trouvé"},null,978,null,978]
["ALBCMF01","Affichage débit sortie canal UF","U_METROLOGIE    11","Vérification CURATIVE de débit","MC","DEF","U440","11U","609 745,00","3000-01-01",0,1,0,null,null,"BIOMED_ULIS",{"$error":"#NAME?"},{"$f":"IFERROR(\"Oui, à la ligne \" & MATCH(tableFévrier[[#This Row],[Fusion]],tableOctobre[Fusion],0)+1,\"Non trouvé\")","v":"Non trouvé"},null,979,null,979]
["ALBCML04","Niveau cuve ALBR71","U_METROLOGIE    24","Vérification CURATIVE de niveau","MC","DEF","U440","11U",null,"2030-12-31",0,1,0,null,null,"BIOMED_ULIS",{"$error":"#NAME?"},{"$f":"IFERROR(\"Oui, à la ligne \" & MATCH(tableFévrier[[#This Row],[Fusion]],tableOctobre[Fusion],0)+1,\"Non trouvé\")","v":"Non trouvé"},null,980,null,980]
["ALBCML05","Sécurité niveau cuve tampons ALBCT02","U_METROLOGIE    24","Vérification CURATIVE de niveau","MC","DEF","U440","11U",null,"2030-12-31",0,1,0,null,null,"BIOMED_ULIS",{"$error":"#NAME?"},{"$f":"IFERROR(\"Oui, à la ligne \" & MATCH(tableFévrier[[#This Row],[Fusion]],tableOctobre[Fusion],0)+1,\"Non trouvé\")","v":"Non trouvé"},null,981,null,981]
["EXCACMP01","Enregist pression air comprimé départ","U_METROLOGIE    15","Vérification CURATIVE pression","MC","DEF","U222CA","11U",null,"2030-12-31",0,1,0,null,null,"BIOMED_ULIS",{"$error":"#NAME?"},{"$f":"IFERROR(\"Oui, à la ligne \" & MATCH(tableFévrier[[#This Row],[Fusion]],tableOctobre[Fusion],0)+1,\"Non trouvé\")","v":"Non trouvé"},null,982,null,982]
["EXDWCMF01","Mesure débit eau de ville (DWQE01/QI01)","U_METROLOGIE    11","Vérification CURATIVE de débit","MC","METR","U222DW","11U","540 912,00","3000-01-01",0,1,0,null,null,"BIOMED_ULIS",{"$error":"#NAME?"},{"$f":"IFERROR(\"Oui, à la ligne \" & MATCH(tableFévrier[[#This Row],[Fusion]],tableOctobre[Fusion],0)+1,\"Non trouvé\")","v":"Non trouvé"},null,983,null,983]
["DWCMP03","Mesure Pression sortie filtre DWF07","U_METROLOGIE    15","Vérification CURATIVE pression","MC","DEF","U222DW","10U",null,"2030-12-31",0,1,0,null,null,"BIOMED_ULIS",{"$error":"#NAME?"},{"$f":"IFERROR(\"Oui, à la ligne \" & MATCH(tableFévrier[[#This Row],[Fusion]],tableOctobre[Fusion],0)+1,\"Non trouvé\")","v":"Non trouvé"},null,984,null,984]
["GAMCMF01","Affich. enreg. débit entrée produit C21","U_METROLOGIE    11","Vérification CURATIVE de débit","MC","DEF","U441","11U","456 004,00","2050-01-01",0,1,0,null,null,"BIOMED_ULIS",{"$error":"#NAME?"},{"$f":"IFERROR(\"Oui, à la ligne \" & MATCH(tableFévrier[[#This Row],[Fusion]],tableOctobre[Fusion],0)+1,\"Non trouvé\")","v":"Non trouvé"},null,985,null,985]
["GAMCMF02","Affich. enreg. débit entrée produit C22","U_METROLOGIE    11","Vérification CURATIVE de débit","MC","DEF","U441","11U","76 532,00","3000-01-01",0,1,0,null,null,"BIOMED_ULIS",{"$error":"#NAME?"},{"$f":"IFERROR(\"Oui, à la ligne \" & MATCH(tableFévrier[[#This Row],[Fusion]],tableOctobre[Fusion],0)+1,\"Non trouvé\")","v":"Non trouvé"},null,986,null,986]
["GW5CMT01","Affichage température aller GW5","U_METROLOGIE    12","Vérification CURATIVE température","MC","DEF","U222GW","10U","87 022,00","3000-01-01",0,1,0,null,null,"BIOMED_ULIS",{"$error":"#NAME?"},{"$f":"IFERROR(\"Oui, à la ligne \" & MATCH(tableFévrier[[#This Row],[Fusion]],tableOctobre[Fusion],0)+1,\"Non trouvé\")","v":"Non trouvé"},null,987,null,987]
["GW6CMT01","Affichage température aller GW6","U_METROLOGIE    12","Vérification CURATIVE température","MC","DEF","U222GW","11U","158 617,00","3000-01-01",0,1,0,null,null,"BIOMED_ULIS",{"$error":"#NAME?"},{"$f":"IFERROR(\"Oui, à la ligne \" & MATCH(tableFévrier[[#This Row],[Fusion]],tableOctobre[Fusion],0)+1,\"Non trouvé\")","v":"Non trouvé"},null,988,null,988]
["GW9CMT01","Enregistrement température aller GW9","U_METROLOGIE    12","Vérification CURATIVE température","MC","DEF","U222GW","10U","372 647,00","2050-01-01",0,1,0,null,null,"BIOMED_ULIS",{"$error":"#NAME?"},{"$f":"IFERROR(\"Oui, à la ligne \" & MATCH(tableFévrier[[#This Row],[Fusion]],tableOctobre[Fusion],0)+1,\"Non trouvé\")","v":"Non trouvé"},null,989,null,989]
["MFPRCMT05","Contrôle température MFPRETUV502","U_METROLOGIE    12","Vérification CURATIVE température","MC","DEF","U868","11U",null,"2030-12-31",0,1,0,null,null,"BIOTECH_ULIS",{"$error":"#NAME?"},{"$f":"IFERROR(\"Oui, à la ligne \" & MATCH(tableFévrier[[#This Row],[Fusion]],tableOctobre[Fusion],0)+1,\"Non trouvé\")","v":"Non trouvé"}]
["BCHCMT27","Enreg temp congél. BCHCONG03/BAT01ARM02","U_METROLOGIE    12","Vérification CURATIVE température","MC","DEF","U624UAP","22U","75 785,00","3000-01-01",0,1,0,null,null,"BIOMED_ULIS",{"$error":"#NAME?"},{"$f":"IFERROR(\"Oui, à la ligne \" & MATCH(tableFévrier[[#This Row],[Fusion]],tableOctobre[Fusion],0)+1,\"Non trouvé\")","v":"Non trouvé"},null,991,null,991]
["PLACMF01","Régulation débit entrée centri PLAC01","U_METROLOGIE    11","Vérification CURATIVE de débit","MC","DEF","U410","11U","73 190,00","3000-01-01",0,1,0,null,null,"BIOMED_ULIS",{"$error":"#NAME?"},{"$f":"IFERROR(\"Oui, à la ligne \" & MATCH(tableFévrier[[#This Row],[Fusion]],tableOctobre[Fusion],0)+1,\"Non trouvé\")","v":"Non trouvé"},null,992,null,992]
["PLACMF02","Régulation débit entrée centri PLAC02","U_METROLOGIE    11","Vérification CURATIVE de débit","MC","DEF","U410","11U","629 186,00","3000-01-01",0,1,0,null,null,"BIOMED_ULIS",{"$error":"#NAME?"},{"$f":"IFERROR(\"Oui, à la ligne \" & MATCH(tableFévrier[[#This Row],[Fusion]],tableOctobre[Fusion],0)+1,\"Non trouvé\")","v":"Non trouvé"},null,993,null,993]
["EXPWCMF01","Mesure débit eau entrée duo n°1","U_METROLOGIE    11","Vérification CURATIVE de débit","MC","METR","U222PW","11U","540 924,00","3000-01-01",0,1,0,null,null,"BIOMED_ULIS",{"$error":"#NAME?"},{"$f":"IFERROR(\"Oui, à la ligne \" & MATCH(tableFévrier[[#This Row],[Fusion]],tableOctobre[Fusion],0)+1,\"Non trouvé\")","v":"Non trouvé"},null,994,null,994]
["EXPWCMF03","Mesure débit entrée filtre UF","U_METROLOGIE    11","Vérification CURATIVE de débit","MC","METR","U222PW","11U","540 926,00","3000-01-01",0,1,0,null,null,"BIOMED_ULIS",{"$error":"#NAME?"},{"$f":"IFERROR(\"Oui, à la ligne \" & MATCH(tableFévrier[[#This Row],[Fusion]],tableOctobre[Fusion],0)+1,\"Non trouvé\")","v":"Non trouvé"},null,995,null,995]
["EXPWCMP04","Mesure pression entrée filtre PWF01","U_METROLOGIE    15","Vérification CURATIVE pression","MC","METR","U222PW","11U","552 948,00","3000-01-01",0,1,0,null,null,"BIOMED_ULIS",{"$error":"#NAME?"},{"$f":"IFERROR(\"Oui, à la ligne \" & MATCH(tableFévrier[[#This Row],[Fusion]],tableOctobre[Fusion],0)+1,\"Non trouvé\")","v":"Non trouvé"},null,996,null,996]
["EXPWCMP05","Mesure pression sortie filtre PWF01","U_METROLOGIE    15","Vérification CURATIVE pression","MC","METR","U222PW","11U","540 928,00","3000-01-01",0,1,0,null,null,"BIOMED_ULIS",{"$error":"#NAME?"},{"$f":"IFERROR(\"Oui, à la ligne \" & MATCH(tableFévrier[[#This Row],[Fusion]],tableOctobre[Fusion],0)+1,\"Non trouvé\")","v":"Non trouvé"},null,997,null,997]
["PWCMP10","Mesure pression départ boucle PWBD02","U_METROLOGIE    15","Vérification CURATIVE pression","MC","METR","U222PW","11U","421 102,00","2050-01-01",0,1,0,null,null,"BIOMED_ULIS",{"$error":"#NAME?"},{"$f":"IFERROR(\"Oui, à la ligne \" & MATCH(tableFévrier[[#This Row],[Fusion]],tableOctobre[Fusion],0)+1,\"Non trouvé\")","v":"Non trouvé"},null,998,null,998]
["EXPWCMP11","Mesure P entrée PWCP04 (%MF40)","U_METROLOGIE    15","Vérification CURATIVE pression","MC","METR","U222PW","11U","540 931,00","3000-01-01",0,1,0,null,null,"BIOMED_ULIS",{"$error":"#NAME?"},{"$f":"IFERROR(\"Oui, à la ligne \" & MATCH(tableFévrier[[#This Row],[Fusion]],tableOctobre[Fusion],0)+1,\"Non trouvé\")","v":"Non trouvé"},null,999,null,999]
["PWCMP18","Mesure pression retour S.boucle R&D","U_METROLOGIE    15","Vérification CURATIVE pression","MC","DEF","U222PW","11U",null,"2030-12-31",0,1,0,null,null,"BIOMED_ULIS",{"$error":"#NAME?"},{"$f":"IFERROR(\"Oui, à la ligne \" & MATCH(tableFévrier[[#This Row],[Fusion]],tableOctobre[Fusion],0)+1,\"Non trouvé\")","v":"Non trouvé"},null,1000,null,1000]
["EXSDWCMF01","Mesure débit rejet PWUF01","U_METROLOGIE    11","Vérification CURATIVE de débit","MC","METR","U222SDW","11U","540 918,00","3000-01-01",0,1,0,null,null,"BIOMED_ULIS",{"$error":"#NAME?"},{"$f":"IFERROR(\"Oui, à la ligne \" & MATCH(tableFévrier[[#This Row],[Fusion]],tableOctobre[Fusion],0)+1,\"Non trouvé\")","v":"Non trouvé"},null,1001,null,1001]
["SDWCMP03","Mesure pression retour boucle B8","U_METROLOGIE    15","Vérification CURATIVE pression","MC","DEF","U222SDW","11U",null,"2030-12-31",0,1,0,null,null,"BIOMED_ULIS",{"$error":"#NAME?"},{"$f":"IFERROR(\"Oui, à la ligne \" & MATCH(tableFévrier[[#This Row],[Fusion]],tableOctobre[Fusion],0)+1,\"Non trouvé\")","v":"Non trouvé"},null,1002,null,1002]
["EXETALCMT37","Thermomètre  AOIP Thermopréci n° 3","U_METROLOGIE    12","Vérification CURATIVE température","MC","DEF","U720","50U","42 121,00","3000-01-01",0,1,0,null,null,"BIOMED_ULIS",{"$error":"#NAME?"},{"$f":"IFERROR(\"Oui, à la ligne \" & MATCH(tableFévrier[[#This Row],[Fusion]],tableOctobre[Fusion],0)+1,\"Non trouvé\")","v":"Non trouvé"},null,1003,null,1003]
["UDA2CMA01","PH-mètre Knick n°1335379","U_AVEC","Gammes à associer","MPS","DEF","U855","AR",null,"2020-12-31",0,1,0,null,null,"BIOTECH_ULIS",{"$error":"#NAME?"},{"$f":"IFERROR(\"Oui, à la ligne \" & MATCH(tableFévrier[[#This Row],[Fusion]],tableOctobre[Fusion],0)+1,\"Non trouvé\")","v":"Non trouvé"},null,1004,null,1004]
["UDP1CMC01","Conductivimètre WTW LF 197","U_AVEC","Gammes à associer","MPS","DEF","U851","AR",null,"2020-12-31",0,1,0,null,null,"BIOTECH_ULIS",{"$error":"#NAME?"},{"$f":"IFERROR(\"Oui, à la ligne \" & MATCH(tableFévrier[[#This Row],[Fusion]],tableOctobre[Fusion],0)+1,\"Non trouvé\")","v":"Non trouvé"},null,1005,null,1005]
["UDP1CMC02","Conductivimètre WTW LF 197-S","U_AVEC","Gammes à associer","MPS","DEF","U851","AR",null,"2020-12-31",0,1,0,null,null,"BIOTECH_ULIS",{"$error":"#NAME?"},{"$f":"IFERROR(\"Oui, à la ligne \" & MATCH(tableFévrier[[#This Row],[Fusion]],tableOctobre[Fusion],0)+1,\"Non trouvé\")","v":"Non trouvé"},null,1006,null,1006]
["UDP1CMO01","Osmomètre FISKE Merk3","U_AVEC","Gammes à associer","MPS","DEF","U851","AR",null,"2020-12-31",0,1,0,null,null,"BIOTECH_ULIS",{"$error":"#NAME?"},{"$f":"IFERROR(\"Oui, à la ligne \" & MATCH(tableFévrier[[#This Row],[Fusion]],tableOctobre[Fusion],0)+1,\"Non trouvé\")","v":"Non trouvé"},null,1007,null,1007]
["UDP1CMP04","Manomètre digital DP200 n°4703","U_METROLOGIE    15","Vérification CURATIVE pression","MC","DEF","U851","70U",null,"3000-01-01",0,1,0,null,null,"BIOTECH_ULIS",{"$error":"#NAME?"},{"$f":"IFERROR(\"Oui, à la ligne \" & MATCH(tableFévrier[[#This Row],[Fusion]],tableOctobre[Fusion],0)+1,\"Non trouvé\")","v":"Non trouvé"},null,1008,null,1008]
["EXUDP1CMP05","Manomètre digital DP200 n°4704","U_METROLOGIE    15","Vérification CURATIVE pression","MC","DEF","U851","70U",null,"3000-01-01",0,1,0,null,null,"BIOTECH_ULIS",{"$error":"#NAME?"},{"$f":"IFERROR(\"Oui, à la ligne \" & MATCH(tableFévrier[[#This Row],[Fusion]],tableOctobre[Fusion],0)+1,\"Non trouvé\")","v":"Non trouvé"},null,1009,null,1009]
["EXCAT01","Réservoir air comprimé supérieur 1","U_CONT000019","Epreuve décennale pression gaz","MPS","DEF","U222CA","15U","133 600,00","2025-06-09",3,30,0,520,1,"BIOMED_ULIS",{"$error":"#NAME?"},{"$f":"IFERROR(\"Oui, à la ligne \" & MATCH(tableFévrier[[#This Row],[Fusion]],tableOctobre[Fusion],0)+1,\"Non trouvé\")","v":"Non trouvé"},null,1010,null,1010]
["EXCAT02","Réservoir air comprimé inférieur 2","U_CONT000019","Epreuve décennale pression gaz","MPS","DEF","U222CA","15U","133 601,00","2025-06-09",3,30,0,520,1,"BIOMED_ULIS",{"$error":"#NAME?"},{"$f":"IFERROR(\"Oui, à la ligne \" & MATCH(tableFévrier[[#This Row],[Fusion]],tableOctobre[Fusion],0)+1,\"Non trouvé\")","v":"Non trouvé"},null,1011,null,1011]
["UDP1R01","Cuve 60 L thermostatée (lots pilotes)","U_CONT000019","Epreuve décennale pression gaz","MPS","DEF","U851","15U","409 817,00","2028-11-05",3,30,0,520,1,"BIOTECH_ULIS",{"$error":"#NAME?"},{"$f":"IFERROR(\"Oui, à la ligne \" & MATCH(tableFévrier[[#This Row],[Fusion]],tableOctobre[Fusion],0)+1,\"Non trouvé\")","v":"Non trouvé"},null,1012,null,1012]
["MCBAU601","Autoclave de microbiologie","U_CONT000017","Epreuve décennale pression/vapeur","MPS","DEF","U640MCB","15U","468 791,00","2030-05-28",3,30,0,520,1,"BIOMED_ULIS",{"$error":"#NAME?"},{"$f":"IFERROR(\"Oui, à la ligne \" & MATCH(tableFévrier[[#This Row],[Fusion]],tableOctobre[Fusion],0)+1,\"Non trouvé\")","v":"Non trouvé"},null,1013,null,1013]
["PLAT001","Cuve sortie fondoir","U_CONT000017","Epreuve décennale pression/vapeur","MPS","DEF","U410","15U","87 200,00","3000-01-01",0,1,0,null,null,"BIOMED_ULIS",{"$error":"#NAME?"},{"$f":"IFERROR(\"Oui, à la ligne \" & MATCH(tableFévrier[[#This Row],[Fusion]],tableOctobre[Fusion],0)+1,\"Non trouvé\")","v":"Non trouvé"},null,1014,null,1014]
["PLAT003","Cuve envoi plasma après prélèvement","U_CONT000017","Epreuve décennale pression/vapeur","MPS","DEF","U410","15U","76 357,00","3000-01-01",0,1,0,null,null,"BIOMED_ULIS",{"$error":"#NAME?"},{"$f":"IFERROR(\"Oui, à la ligne \" & MATCH(tableFévrier[[#This Row],[Fusion]],tableOctobre[Fusion],0)+1,\"Non trouvé\")","v":"Non trouvé"},null,1015,null,1015]
["PLAT004","Cuve envoi plasma après prélèvement","U_CONT000017","Epreuve décennale pression/vapeur","MPS","DEF","U410","15U","73 802,00","3000-01-01",0,1,0,null,null,"BIOMED_ULIS",{"$error":"#NAME?"},{"$f":"IFERROR(\"Oui, à la ligne \" & MATCH(tableFévrier[[#This Row],[Fusion]],tableOctobre[Fusion],0)+1,\"Non trouvé\")","v":"Non trouvé"},null,1016,null,1016]
["BATEX","Extérieurs bâtiments","U_BATI000019","Entretien terrasses bâtiments siège","MPS","DEF","S244","13U","72 140,00","3000-01-01",0,1,0,null,null,"BIOMED_ULIS",{"$error":"#NAME?"},{"$f":"IFERROR(\"Oui, à la ligne \" & MATCH(tableFévrier[[#This Row],[Fusion]],tableOctobre[Fusion],0)+1,\"Non trouvé\")","v":"Non trouvé"},null,1017,null,1017]
["BATEX","Extérieurs bâtiments","U_BATI000020","Entretien terrasse bâtiments usine","MPS","DEF","S244","13U","72 141,00","3000-01-01",0,1,0,null,null,"BIOMED_ULIS",{"$error":"#NAME?"},{"$f":"IFERROR(\"Oui, à la ligne \" & MATCH(tableFévrier[[#This Row],[Fusion]],tableOctobre[Fusion],0)+1,\"Non trouvé\")","v":"Non trouvé"},null,1018,null,1018]
["EXPWCMF01","Mesure débit eau entrée duo n°1","U_METR000011","Vérification PERIODIQUE de débit","MPS","METR","U222PW","11U","521 514,00","2022-07-16",3,1,0,52,1,"BIOMED_ULIS",{"$error":"#NAME?"},{"$f":"IFERROR(\"Oui, à la ligne \" & MATCH(tableFévrier[[#This Row],[Fusion]],tableOctobre[Fusion],0)+1,\"Non trouvé\")","v":"Non trouvé"},null,1019,null,1019]
["EXPWCMF03","Mesure débit entrée filtre UF","U_METR000011","Vérification PERIODIQUE de débit","MPS","DEF","U222PW","11U","521 515,00","2022-07-13",3,1,0,52,1,"BIOMED_ULIS",{"$error":"#NAME?"},{"$f":"IFERROR(\"Oui, à la ligne \" & MATCH(tableFévrier[[#This Row],[Fusion]],tableOctobre[Fusion],0)+1,\"Non trouvé\")","v":"Non trouvé"},null,1020,null,1020]
["EXSDWCMF01","Mesure débit rejet PWUF01","U_METR000011","Vérification PERIODIQUE de débit","MPS","DEF","U222SDW","11U","479 959,00","2022-07-18",3,1,0,104,1,"BIOMED_ULIS",{"$error":"#NAME?"},{"$f":"IFERROR(\"Oui, à la ligne \" & MATCH(tableFévrier[[#This Row],[Fusion]],tableOctobre[Fusion],0)+1,\"Non trouvé\")","v":"Non trouvé"},null,1021,null,1021]
["MFPRCMT05","Contrôle température MFPRETUV502","U_METR000012","Vérification PERIODIQUE température","MPS","DEF","U868","11U","495 476,00","3000-01-01",0,1,0,null,null,"BIOTECH_ULIS",{"$error":"#NAME?"},{"$f":"IFERROR(\"Oui, à la ligne \" & MATCH(tableFévrier[[#This Row],[Fusion]],tableOctobre[Fusion],0)+1,\"Non trouvé\")","v":"Non trouvé"}]
["EXETALCMT37","Thermomètre  AOIP Thermopréci n° 3","U_METR000012","Vérification PERIODIQUE température","MPS","DEF","U720","50U","472 430,00","2021-03-18",3,1,0,52,1,"BIOMED_ULIS",{"$error":"#NAME?"},{"$f":"IFERROR(\"Oui, à la ligne \" & MATCH(tableFévrier[[#This Row],[Fusion]],tableOctobre[Fusion],0)+1,\"Non trouvé\")","v":"Non trouvé"},null,1023,null,1023]
["ACA4CE203","Caisson d'extraction sorbonnes 1277/78","U_CLIM000205","Maintenance extraction / ventilation","MPS","DEF","U222AC","10U","626 690,00","2024-05-02",3,1,0,13,1,"BIOTECH_ULIS",{"$error":"#NAME?"},{"$f":"IFERROR(\"Oui, à la ligne \" & MATCH(tableFévrier[[#This Row],[Fusion]],tableOctobre[Fusion],0)+1,\"Non trouvé\")","v":"Non trouvé"},null,1024,null,1024]
["ACA4CE205","Caisson d'extraction laboratoire 1256/57","U_CLIM000205","Maintenance extraction / ventilation","MPS","DEF","U222AC","10U","626 626,00","2024-04-22",3,1,0,13,1,"BIOTECH_ULIS",{"$error":"#NAME?"},{"$f":"IFERROR(\"Oui, à la ligne \" & MATCH(tableFévrier[[#This Row],[Fusion]],tableOctobre[Fusion],0)+1,\"Non trouvé\")","v":"Non trouvé"},null,1025,null,1025]
["EXACA4CE207","Caisson d'extraction laboratoire 1264","U_CLIM000205","Maintenance extraction / ventilation","MPS","DEF","U222AC","10U","421 575,00","2018-10-29",3,1,0,13,1,"BIOTECH_ULIS",{"$f":"_xlfn.TEXTJOIN(\"\",TRUE,A1026:D1026,H1026,N1026)","v":{"$error":"#NAME?"}},{"$f":"IFERROR(\"Oui, à la ligne \" & MATCH(tableFévrier[[#This Row],[Fusion]],tableOctobre[Fusion],0)+1,\"Non trouvé\")","v":"Non trouvé"},null,1026,null,1026]
["ACA4CE208","Caisson d'extraction laboratoire 1224","U_CLIM000205","Maintenance extraction / ventilation","MPS","DEF","U222AC","10U","626 627,00","2024-04-22",3,1,0,13,1,"BIOTECH_ULIS",{"$error":"#NAME?"},{"$f":"IFERROR(\"Oui, à la ligne \" & MATCH(tableFévrier[[#This Row],[Fusion]],tableOctobre[Fusion],0)+1,\"Non trouvé\")","v":"Non trouvé"},null,1027,null,1027]
["ACA4CV51","Caisson ventilation laboratoire 1277/78","U_CLIM000205","Maintenance extraction / ventilation","MPS","DEF","U222AC","10U","626 628,00","2024-07-22",3,1,0,26,1,"BIOTECH_ULIS",{"$error":"#NAME?"},{"$f":"IFERROR(\"Oui, à la ligne \" & MATCH(tableFévrier[[#This Row],[Fusion]],tableOctobre[Fusion],0)+1,\"Non trouvé\")","v":"Non trouvé"},null,1028,null,1028]
["ACA4CV52","Caisson vent. labo. 1256/57/79/81/62","U_CLIM000205","Maintenance extraction / ventilation","MPS","DEF","U222AC","10U","626 629,00","2024-04-22",3,1,0,13,1,"BIOTECH_ULIS",{"$error":"#NAME?"},{"$f":"IFERROR(\"Oui, à la ligne \" & MATCH(tableFévrier[[#This Row],[Fusion]],tableOctobre[Fusion],0)+1,\"Non trouvé\")","v":"Non trouvé"},null,1029,null,1029]
["ACA4CV53","Caisson vent. laboratoire 1264","U_CLIM000205","Maintenance extraction / ventilation","MPS","DEF","U222AC","10U","626 630,00","2024-04-22",3,1,0,13,1,"BIOTECH_ULIS",{"$error":"#NAME?"},{"$f":"IFERROR(\"Oui, à la ligne \" & MATCH(tableFévrier[[#This Row],[Fusion]],tableOctobre[Fusion],0)+1,\"Non trouvé\")","v":"Non trouvé"},null,1030,null,1030]
["ACA4CV54","Caisson vent. laboratoire 1224","U_CLIM000205","Maintenance extraction / ventilation","MPS","DEF","U222AC","10U","626 631,00","2024-04-22",3,1,0,13,1,"BIOTECH_ULIS",{"$error":"#NAME?"},{"$f":"IFERROR(\"Oui, à la ligne \" & MATCH(tableFévrier[[#This Row],[Fusion]],tableOctobre[Fusion],0)+1,\"Non trouvé\")","v":"Non trouvé"},null,1031,null,1031]
["ACCE013","Caisson d'extrac. poste transfo. ouest","U_CLIM000205","Maintenance extraction / ventilation","MPS","DEF","U222AC","10U","612 449,00","2024-03-10",3,1,0,26,1,"BIOMED_ULIS",{"$error":"#NAME?"},{"$f":"IFERROR(\"Oui, à la ligne \" & MATCH(tableFévrier[[#This Row],[Fusion]],tableOctobre[Fusion],0)+1,\"Non trouvé\")","v":"Non trouvé"},null,1032,null,1032]
["EXACCE014","Caisson d'extrac. poste transfo. est","U_CLIM000205","Maintenance extraction / ventilation","MPS","DEF","U222AC","10U","409 939,00","2018-09-16",3,1,0,26,1,"BIOMED_ULIS",{"$error":"#NAME?"},{"$f":"IFERROR(\"Oui, à la ligne \" & MATCH(tableFévrier[[#This Row],[Fusion]],tableOctobre[Fusion],0)+1,\"Non trouvé\")","v":"Non trouvé"},null,1033,null,1033]
["ACCE015","Caisson d'extrac. salle machines froid","U_CLIM000205","Maintenance extraction / ventilation","MPS","DEF","U222AC","10U","612 451,00","2024-03-10",3,1,0,26,1,"BIOMED_ULIS",{"$error":"#NAME?"},{"$f":"IFERROR(\"Oui, à la ligne \" & MATCH(tableFévrier[[#This Row],[Fusion]],tableOctobre[Fusion],0)+1,\"Non trouvé\")","v":"Non trouvé"},null,1034,null,1034]
["AC38HEX38","Caisson de récup énergie vestiaires B8","U_CLIM000201","Contrôle CTA","MPS","DEF","U222AC","10U","626 622,00","2024-02-18",2,1,0,30,0,"BIOMED_ULIS",{"$error":"#NAME?"},{"$f":"IFERROR(\"Oui, à la ligne \" & MATCH(tableFévrier[[#This Row],[Fusion]],tableOctobre[Fusion],0)+1,\"Non trouvé\")","v":"Non trouvé"},null,1035,null,1035]
["AC07CE018","Caisson d'extrac. atel. +4° FP gamma","U_CLIM000205","Maintenance extraction / ventilation","MPS","DEF","U222AC","10U","603 134,00","2024-07-12",3,1,0,52,1,"BIOMED_ULIS",{"$error":"#NAME?"},{"$f":"IFERROR(\"Oui, à la ligne \" & MATCH(tableFévrier[[#This Row],[Fusion]],tableOctobre[Fusion],0)+1,\"Non trouvé\")","v":"Non trouvé"},null,1036,null,1036]
["AC07CE019","Caisson d'extrac. atel. +4° centri. gam.","U_CLIM000205","Maintenance extraction / ventilation","MPS","DEF","U222AC","10U","603 135,00","2024-07-12",3,1,0,52,1,"BIOMED_ULIS",{"$error":"#NAME?"},{"$f":"IFERROR(\"Oui, à la ligne \" & MATCH(tableFévrier[[#This Row],[Fusion]],tableOctobre[Fusion],0)+1,\"Non trouvé\")","v":"Non trouvé"},null,1037,null,1037]
["MCBAV01","Armoire ventilée produits chimiques","U_CLIM000135","Maintenance armoire ventilée","MPS","DEF","U640MCB","21U","580 136,00","2024-03-09",3,1,0,52,1,"BIOMED_ULIS",{"$error":"#NAME?"},{"$f":"IFERROR(\"Oui, à la ligne \" & MATCH(tableFévrier[[#This Row],[Fusion]],tableOctobre[Fusion],0)+1,\"Non trouvé\")","v":"Non trouvé"},null,1038,null,1038]
["EXOPLAV02","Armoire de stockage ventilée","U_CLIM000135","Maintenance armoire ventilée","MPS","DEF","U601OPL","10U","106 883,00","3000-01-01",0,1,0,null,null,"BIOMED_ULIS",{"$error":"#NAME?"},{"$f":"IFERROR(\"Oui, à la ligne \" & MATCH(tableFévrier[[#This Row],[Fusion]],tableOctobre[Fusion],0)+1,\"Non trouvé\")","v":"Non trouvé"},null,1039,null,1039]
["EXMGGAV01","Armoire de stockage ventilée","U_CLIM000135","Maintenance armoire ventilée","MPS","DEF","U168","21U","580 138,00","2024-03-09",3,1,0,52,1,"BIOMED_ULIS",{"$error":"#NAME?"},{"$f":"IFERROR(\"Oui, à la ligne \" & MATCH(tableFévrier[[#This Row],[Fusion]],tableOctobre[Fusion],0)+1,\"Non trouvé\")","v":"Non trouvé"},null,1040,null,1040]
["EXMGGAV02","Armoire de stockage ventilée","U_CLIM000135","Maintenance armoire ventilée","MPS","DEF","U168","21U","580 139,00","2024-03-09",3,1,0,52,1,"BIOMED_ULIS",{"$error":"#NAME?"},{"$f":"IFERROR(\"Oui, à la ligne \" & MATCH(tableFévrier[[#This Row],[Fusion]],tableOctobre[Fusion],0)+1,\"Non trouvé\")","v":"Non trouvé"},null,1041,null,1041]
["UDA1AV01","Armoire de stockage ventilée","U_CLIM000135","Maintenance armoire ventilée","MPS","DEF","U855","70U","590 724,00","2024-03-14",3,1,0,365,0,"BIOTECH_ULIS",{"$error":"#NAME?"},{"$f":"IFERROR(\"Oui, à la ligne \" & MATCH(tableFévrier[[#This Row],[Fusion]],tableOctobre[Fusion],0)+1,\"Non trouvé\")","v":"Non trouvé"},null,1042,null,1042]
["PLACF03","Chambre froide - 8°C 1SS25","U_CURA016776","Deuxieme DIT.Remise en etat des grilles","MC","AR","U410","AR",null,"3000-01-01",0,1,0,null,null,"BIOMED_ULIS",{"$error":"#NAME?"},{"$f":"IFERROR(\"Oui, à la ligne \" & MATCH(tableFévrier[[#This Row],[Fusion]],tableOctobre[Fusion],0)+1,\"Non trouvé\")","v":"Non trouvé"},null,1043,null,1043]
["AC70CE020B","Caisson d'extraction bâtiment 1","U_CLIM000205","Maintenance extraction / ventilation","MPS","DEF","U222AC","10U","612 510,00","2024-03-23",3,1,0,26,1,"BIOMED_ULIS",{"$error":"#NAME?"},{"$f":"IFERROR(\"Oui, à la ligne \" & MATCH(tableFévrier[[#This Row],[Fusion]],tableOctobre[Fusion],0)+1,\"Non trouvé\")","v":"Non trouvé"},null,1044,null,1044]
["AC70CE020C","Caisson d'extraction bâtiment 1","U_CLIM000205","Maintenance extraction / ventilation","MPS","DEF","U222AC","10U","612 511,00","2024-03-23",3,1,0,26,1,"BIOMED_ULIS",{"$error":"#NAME?"},{"$f":"IFERROR(\"Oui, à la ligne \" & MATCH(tableFévrier[[#This Row],[Fusion]],tableOctobre[Fusion],0)+1,\"Non trouvé\")","v":"Non trouvé"},null,1045,null,1045]
["AC60CE089","Caisson d'extraction bâtiments B2 / B3","U_CLIM000205","Maintenance extraction / ventilation","MPS","DEF","U222AC","10U","626 615,00","2024-07-19",3,1,0,26,1,"BIOMED_ULIS",{"$error":"#NAME?"},{"$f":"IFERROR(\"Oui, à la ligne \" & MATCH(tableFévrier[[#This Row],[Fusion]],tableOctobre[Fusion],0)+1,\"Non trouvé\")","v":"Non trouvé"},null,1046,null,1046]
["AC60CE091","Tourelle d'extraction sous sol B3","U_CLIM000205","Maintenance extraction / ventilation","MPS","DEF","U222AC","10U","626 617,00","2024-07-19",3,1,0,26,1,"BIOMED_ULIS",{"$error":"#NAME?"},{"$f":"IFERROR(\"Oui, à la ligne \" & MATCH(tableFévrier[[#This Row],[Fusion]],tableOctobre[Fusion],0)+1,\"Non trouvé\")","v":"Non trouvé"},null,1047,null,1047]
["AC60CE090","Caisson d'extraction bâtiment B5","U_CLIM000205","Maintenance extraction / ventilation","MPS","DEF","U222AC","10U","626 616,00","2024-07-19",3,1,0,26,1,"BIOMED_ULIS",{"$error":"#NAME?"},{"$f":"IFERROR(\"Oui, à la ligne \" & MATCH(tableFévrier[[#This Row],[Fusion]],tableOctobre[Fusion],0)+1,\"Non trouvé\")","v":"Non trouvé"},null,1048,null,1048]
["AC21CT21","Caisson traitement enceintes stabilité","U_CLIM000201","Contrôle CTA","MPS","DEF","U222AC","10U","441 120,00","2049-03-14",0,1,0,null,null,"BIOMED_ULIS",{"$error":"#NAME?"},{"$f":"IFERROR(\"Oui, à la ligne \" & MATCH(tableFévrier[[#This Row],[Fusion]],tableOctobre[Fusion],0)+1,\"Non trouvé\")","v":"Non trouvé"},null,1049,null,1049]
["AC13CT13","Caisson de trait. air cryosas B8","U_CLIM000201","Contrôle CTA","MPS","DEF","U222AC","10U","626 596,00","2024-02-11",3,1,0,30,0,"BIOMED_ULIS",{"$error":"#NAME?"},{"$f":"IFERROR(\"Oui, à la ligne \" & MATCH(tableFévrier[[#This Row],[Fusion]],tableOctobre[Fusion],0)+1,\"Non trouvé\")","v":"Non trouvé"},null,1050,null,1050]
["AC54CT54","Caisson trait. air (K 36) ateliers B10","U_CLIM000002","Maintenance caisson de climatisation","MPS","DEF","U222AC","10U","612 421,00","2024-03-04",3,1,0,182,0,"BIOMED_ULIS",{"$error":"#NAME?"},{"$f":"IFERROR(\"Oui, à la ligne \" & MATCH(tableFévrier[[#This Row],[Fusion]],tableOctobre[Fusion],0)+1,\"Non trouvé\")","v":"Non trouvé"},null,1051,null,1051]
["AC38CT38","Caisson de traitement air vestiaires B8","U_CLIM000201","Contrôle CTA","MPS","DEF","U222AC","10U","626 624,00","2024-02-20",3,1,0,30,0,"BIOMED_ULIS",{"$error":"#NAME?"},{"$f":"IFERROR(\"Oui, à la ligne \" & MATCH(tableFévrier[[#This Row],[Fusion]],tableOctobre[Fusion],0)+1,\"Non trouvé\")","v":"Non trouvé"},null,1052,null,1052]
["AC01CE022","Caisson extraction poste stérilisation","U_CLIM000205","Maintenance extraction / ventilation","MPS","DEF","U222AC","10U","603 132,00","2024-07-12",3,1,0,52,1,"BIOMED_ULIS",{"$error":"#NAME?"},{"$f":"IFERROR(\"Oui, à la ligne \" & MATCH(tableFévrier[[#This Row],[Fusion]],tableOctobre[Fusion],0)+1,\"Non trouvé\")","v":"Non trouvé"},null,1053,null,1053]
["EXAC08CE030","Caisson d'extraction laverie décongél B8","U_CLIM000205","Maintenance extraction / ventilation","MPS","DEF","U222AC","10U","482 554,00","2021-08-02",3,1,0,52,1,"BIOMED_ULIS",{"$error":"#NAME?"},{"$f":"IFERROR(\"Oui, à la ligne \" & MATCH(tableFévrier[[#This Row],[Fusion]],tableOctobre[Fusion],0)+1,\"Non trouvé\")","v":"Non trouvé"},null,1054,null,1054]
["EXAC10CE011","Caisson d'extraction local déchets 8rc68","U_CLIM000205","Maintenance extraction / ventilation","MPS","DEF","U222AC","10U","520 816,00","2021-09-25",3,1,0,13,1,"BIOMED_ULIS",{"$error":"#NAME?"},{"$f":"IFERROR(\"Oui, à la ligne \" & MATCH(tableFévrier[[#This Row],[Fusion]],tableOctobre[Fusion],0)+1,\"Non trouvé\")","v":"Non trouvé"},null,1055,null,1055]
["CRDDES01","Déshydrateur chambre froide n°1209","U_CLIM000123","Maintenance déshumidificateurs","MPS","DEF","U222RF","10U","596 147,00","2024-03-04",3,1,0,182,0,"BIOMED_ULIS",{"$error":"#NAME?"},{"$f":"IFERROR(\"Oui, à la ligne \" & MATCH(tableFévrier[[#This Row],[Fusion]],tableOctobre[Fusion],0)+1,\"Non trouvé\")","v":"Non trouvé"},null,1056,null,1056]
["AC51CE61A","Caisson d'extraction (K07A) cuisine B9","U_CLIM000205","Maintenance extraction / ventilation","MPS","DEF","U222AC","10U","113 137,00","3000-01-01",0,1,0,null,null,"BIOMED_ULIS",{"$error":"#NAME?"},{"$f":"IFERROR(\"Oui, à la ligne \" & MATCH(tableFévrier[[#This Row],[Fusion]],tableOctobre[Fusion],0)+1,\"Non trouvé\")","v":"Non trouvé"},null,1057,null,1057]
["AC51CE61B","Caisson d'extraction (K07B) cuisine B9","U_CLIM000205","Maintenance extraction / ventilation","MPS","DEF","U222AC","10U","113 138,00","3000-01-01",0,1,0,null,null,"BIOMED_ULIS",{"$error":"#NAME?"},{"$f":"IFERROR(\"Oui, à la ligne \" & MATCH(tableFévrier[[#This Row],[Fusion]],tableOctobre[Fusion],0)+1,\"Non trouvé\")","v":"Non trouvé"},null,1058,null,1058]
["AC51CE62","Caisson d'extraction (K08) laverie B9","U_CLIM000205","Maintenance extraction / ventilation","MPS","DEF","U222AC","10U","113 140,00","3000-01-01",0,1,0,null,null,"BIOMED_ULIS",{"$error":"#NAME?"},{"$f":"IFERROR(\"Oui, à la ligne \" & MATCH(tableFévrier[[#This Row],[Fusion]],tableOctobre[Fusion],0)+1,\"Non trouvé\")","v":"Non trouvé"},null,1059,null,1059]
["AC51CE63","Caisson d'extraction (K09) sanitaires B9","U_CLIM000205","Maintenance extraction / ventilation","MPS","DEF","U222AC","10U","113 141,00","3000-01-01",0,1,0,null,null,"BIOMED_ULIS",{"$error":"#NAME?"},{"$f":"IFERROR(\"Oui, à la ligne \" & MATCH(tableFévrier[[#This Row],[Fusion]],tableOctobre[Fusion],0)+1,\"Non trouvé\")","v":"Non trouvé"},null,1060,null,1060]
["AC51CT51","Caisson trait. air (K 05) restaurant B9","U_CLIM000002","Maintenance caisson de climatisation","MPS","DEF","U222AC","10U","616 789,00","2024-05-01",3,1,0,26,1,"BIOMED_ULIS",{"$error":"#NAME?"},{"$f":"IFERROR(\"Oui, à la ligne \" & MATCH(tableFévrier[[#This Row],[Fusion]],tableOctobre[Fusion],0)+1,\"Non trouvé\")","v":"Non trouvé"},null,1061,null,1061]
["AC51CT52","Caisson trait. air (K 06) cuisine B9","U_CLIM000002","Maintenance caisson de climatisation","MPS","DEF","U222AC","10U","616 790,00","2024-05-01",3,1,0,26,1,"BIOMED_ULIS",{"$error":"#NAME?"},{"$f":"IFERROR(\"Oui, à la ligne \" & MATCH(tableFévrier[[#This Row],[Fusion]],tableOctobre[Fusion],0)+1,\"Non trouvé\")","v":"Non trouvé"},null,1062,null,1062]
["AC51CT53","Caisson trait. air (K11) jard d'hiver B9","U_CLIM000002","Maintenance caisson de climatisation","MPS","DEF","U222AC","10U","616 791,00","2024-05-01",3,1,0,26,1,"BIOMED_ULIS",{"$error":"#NAME?"},{"$f":"IFERROR(\"Oui, à la ligne \" & MATCH(tableFévrier[[#This Row],[Fusion]],tableOctobre[Fusion],0)+1,\"Non trouvé\")","v":"Non trouvé"},null,1063,null,1063]
["ACCE033","Caisson extrac. local acide 8ss42","U_CLIM000205","Maintenance extraction / ventilation","MPS","DEF","U222AC","10U","617 319,00","2024-12-23",3,1,0,52,1,"BIOMED_ULIS",{"$error":"#NAME?"},{"$f":"IFERROR(\"Oui, à la ligne \" & MATCH(tableFévrier[[#This Row],[Fusion]],tableOctobre[Fusion],0)+1,\"Non trouvé\")","v":"Non trouvé"},null,1064,null,1064]
["ACCE034","Caisson extrac. local soude 8ss41","U_CLIM000205","Maintenance extraction / ventilation","MPS","DEF","U222AC","10U","617 320,00","2024-12-23",3,1,0,52,1,"BIOMED_ULIS",{"$error":"#NAME?"},{"$f":"IFERROR(\"Oui, à la ligne \" & MATCH(tableFévrier[[#This Row],[Fusion]],tableOctobre[Fusion],0)+1,\"Non trouvé\")","v":"Non trouvé"},null,1065,null,1065]
["ACCE032","Caisson extrac. fosse ouest","U_CLIM000205","Maintenance extraction / ventilation","MPS","DEF","U222AC","10U","617 313,00","2024-12-22",3,1,0,52,1,"BIOMED_ULIS",{"$error":"#NAME?"},{"$f":"IFERROR(\"Oui, à la ligne \" & MATCH(tableFévrier[[#This Row],[Fusion]],tableOctobre[Fusion],0)+1,\"Non trouvé\")","v":"Non trouvé"},null,1066,null,1066]
["AC41CT41","Caisson traitement air labos 1334 à 1339","U_CLIM000002","Maintenance caisson de climatisation","MPS","DEF","U222AC","10U","616 788,00","2024-05-01",3,1,0,26,1,"BIOMED_ULIS",{"$error":"#NAME?"},{"$f":"IFERROR(\"Oui, à la ligne \" & MATCH(tableFévrier[[#This Row],[Fusion]],tableOctobre[Fusion],0)+1,\"Non trouvé\")","v":"Non trouvé"},null,1067,null,1067]
["GW5CMP06","Pression départ reseau GW5","U_METROLOGIE    15","Vérification CURATIVE pression","MC","DEF","U222GW","10U","59 832,00","3000-01-01",0,1,0,null,null,"BIOMED_ULIS",{"$error":"#NAME?"},{"$f":"IFERROR(\"Oui, à la ligne \" & MATCH(tableFévrier[[#This Row],[Fusion]],tableOctobre[Fusion],0)+1,\"Non trouvé\")","v":"Non trouvé"},null,1068,null,1068]
["GW5CMP06","Pression départ reseau GW5","U_METR000015","Vérification PERIODIQUE pression","MPS","DEF","U222GW","10U","612 496,00","2024-09-17",3,1,0,52,1,"BIOMED_ULIS",{"$error":"#NAME?"},{"$f":"IFERROR(\"Oui, à la ligne \" & MATCH(tableFévrier[[#This Row],[Fusion]],tableOctobre[Fusion],0)+1,\"Non trouvé\")","v":"Non trouvé"},null,1069,null,1069]
["MGGCMW01","Balance transpalette manuel peseur n°9","U_METR000004","Vérif. PERIODIQE balance 301/1500 Kgmax.","MPS","DEF","U168","11U","589 529,00","2024-03-14",3,61,0,52,1,"BIOMED_ULIS",{"$error":"#NAME?"},{"$f":"IFERROR(\"Oui, à la ligne \" & MATCH(tableFévrier[[#This Row],[Fusion]],tableOctobre[Fusion],0)+1,\"Non trouvé\")","v":"Non trouvé"},null,1070]
["MGGCMW01","Balance transpalette manuel peseur n°9","U_METROLOGIE    04","Vérif. CURATIVE balance 301/1500 Kg","MC","DEF","U168","11U","74 549,00","3000-01-01",0,1,0,null,null,"BIOMED_ULIS",{"$error":"#NAME?"},{"$f":"IFERROR(\"Oui, à la ligne \" & MATCH(tableFévrier[[#This Row],[Fusion]],tableOctobre[Fusion],0)+1,\"Non trouvé\")","v":"Non trouvé"},null,1071,null,1071]
["FW3","Réseau incendie sprinklage source","U_EAUX000036","Maintenance installations sprinklers","MPS","DEF","U130","12U","112 942,00","3000-01-01",3,1,0,156,1,"BIOMED_ULIS",{"$error":"#NAME?"},{"$f":"IFERROR(\"Oui, à la ligne \" & MATCH(tableFévrier[[#This Row],[Fusion]],tableOctobre[Fusion],0)+1,\"Non trouvé\")","v":"Non trouvé"},null,1072,null,1072]
["EXSHW11SBD14B","S/b 90° ballon d'eau chaude b09 restau.","U_CURA016903","Remplacement purgeur","MC","AR","U222SHW","10U",null,"3000-01-01",0,1,0,null,null,"BIOMED_ULIS",{"$error":"#NAME?"},{"$f":"IFERROR(\"Oui, à la ligne \" & MATCH(tableFévrier[[#This Row],[Fusion]],tableOctobre[Fusion],0)+1,\"Non trouvé\")","v":"Non trouvé"},null,1073,null,1073]
["AC54CE64","Caisson d'extract. (K 37) sanitaires B10","U_CLIM000205","Maintenance extraction / ventilation","MPS","DEF","U222AC","10U","587 651,00","2024-03-24",3,1,0,52,1,"BIOMED_ULIS",{"$error":"#NAME?"},{"$f":"IFERROR(\"Oui, à la ligne \" & MATCH(tableFévrier[[#This Row],[Fusion]],tableOctobre[Fusion],0)+1,\"Non trouvé\")","v":"Non trouvé"},null,1074,null,1074]
["AC54CE65","Caisson d'extract. (K 38) bureaux B10","U_CLIM000205","Maintenance extraction / ventilation","MPS","DEF","U222AC","10U","587 652,00","2024-03-24",3,1,0,52,1,"BIOMED_ULIS",{"$error":"#NAME?"},{"$f":"IFERROR(\"Oui, à la ligne \" & MATCH(tableFévrier[[#This Row],[Fusion]],tableOctobre[Fusion],0)+1,\"Non trouvé\")","v":"Non trouvé"},null,1075,null,1075]
["EPL2SCEL07","Scelleuse de barquettes poste C","U_CURA016971","Achat et mise en service initiale","AME","AR","U406","11U",null,"3000-01-01",0,1,0,null,null,"BIOMED_ULIS",{"$error":"#NAME?"},{"$f":"IFERROR(\"Oui, à la ligne \" & MATCH(tableFévrier[[#This Row],[Fusion]],tableOctobre[Fusion],0)+1,\"Non trouvé\")","v":"Non trouvé"},null,1076,null,1076]
["BAT11MGG","Bâtiment 11 partie magasin général","U_CURA016979","Plate-forme HS du quai n°7 à remonter. A","MC","AR","U200BATP","AR",null,"3000-01-01",0,1,0,null,null,"BIOMED_ULIS",{"$error":"#NAME?"},{"$f":"IFERROR(\"Oui, à la ligne \" & MATCH(tableFévrier[[#This Row],[Fusion]],tableOctobre[Fusion],0)+1,\"Non trouvé\")","v":"Non trouvé"},null,1077,null,1077]
["ACCE012","Caisson d'extraction local CIP 8ss15","U_CLIM000205","Maintenance extraction / ventilation","MPS","DEF","U222AC","10U","617 318,00","2024-12-23",3,1,0,52,1,"BIOMED_ULIS",{"$error":"#NAME?"},{"$f":"IFERROR(\"Oui, à la ligne \" & MATCH(tableFévrier[[#This Row],[Fusion]],tableOctobre[Fusion],0)+1,\"Non trouvé\")","v":"Non trouvé"},null,1078,null,1078]
["TECHFCS02","Débimètre analyse de process","U_METROLOGIE    30","Vérification CURATIVE de comptage","MC","DEF","U200","11U","21 826,00","3000-01-01",0,1,0,null,null,"BIOMED_ULIS",{"$error":"#NAME?"},{"$f":"IFERROR(\"Oui, à la ligne \" & MATCH(tableFévrier[[#This Row],[Fusion]],tableOctobre[Fusion],0)+1,\"Non trouvé\")","v":"Non trouvé"},null,1079,null,1079]
["EXDWCMF01","Mesure débit eau de ville (DWQE01/QI01)","U_METR000011","Vérification PERIODIQUE de débit","MPS","DEF","U222DW","11U","479 453,00","2022-07-30",3,1,0,730,0,"BIOMED_ULIS",{"$error":"#NAME?"},{"$f":"IFERROR(\"Oui, à la ligne \" & MATCH(tableFévrier[[#This Row],[Fusion]],tableOctobre[Fusion],0)+1,\"Non trouvé\")","v":"Non trouvé"},null,1080,null,1080]
["MGGBOX03","Box pesée n°3 sous flux laminaire","U_CURA017164","Support sacs d'adjuvants en inox points","MC","AR","U168","AR",null,"3000-01-01",0,1,0,null,null,"BIOMED_ULIS",{"$error":"#NAME?"},{"$f":"IFERROR(\"Oui, à la ligne \" & MATCH(tableFévrier[[#This Row],[Fusion]],tableOctobre[Fusion],0)+1,\"Non trouvé\")","v":"Non trouvé"},null,1081,null,1081]
["EXOPLCONG30","Congélateur -80°C n°30 plasmathèque","U_CURA017180","Caracterisation du congel","MPS","AR","U601OPL","11U",null,"3000-01-01",0,1,0,null,null,"BIOMED_ULIS",{"$error":"#NAME?"},{"$f":"IFERROR(\"Oui, à la ligne \" & MATCH(tableFévrier[[#This Row],[Fusion]],tableOctobre[Fusion],0)+1,\"Non trouvé\")","v":"Non trouvé"},null,1082,null,1082]
["SGCMW01","Balance transpalette manuel peseur n°1","U_METR000004","Vérif. PERIODIQE balance 301/1500 Kgmax.","MPS","DEF","U130","11U","589 535,00","2024-03-14",3,1,0,52,1,"BIOMED_ULIS",{"$error":"#NAME?"},{"$f":"IFERROR(\"Oui, à la ligne \" & MATCH(tableFévrier[[#This Row],[Fusion]],tableOctobre[Fusion],0)+1,\"Non trouvé\")","v":"Non trouvé"},null,1083]
["WW1CMF01","Aff + enreg débit effluents NEP","U_METR000026","Vérification PERIODIQUE labo extérieur","MPS","DEF","U235WW","11U","555 190,00","2024-06-15",3,1,0,104,1,"BIOMED_ULIS",{"$error":"#NAME?"},{"$f":"IFERROR(\"Oui, à la ligne \" & MATCH(tableFévrier[[#This Row],[Fusion]],tableOctobre[Fusion],0)+1,\"Non trouvé\")","v":"Non trouvé"},null,1084,null,1084]
["WW1CMF01","Aff + enreg débit effluents NEP","U_METROLOGIE    26","Vérification CURATIVE labo extérieur","MC","DEF","U235WW","11U",null,"2030-12-31",0,1,0,null,null,"BIOMED_ULIS",{"$error":"#NAME?"},{"$f":"IFERROR(\"Oui, à la ligne \" & MATCH(tableFévrier[[#This Row],[Fusion]],tableOctobre[Fusion],0)+1,\"Non trouvé\")","v":"Non trouvé"},null,1085,null,1085]
["MGPTRP07","Transpalette électrique","U_LEVA000014","Maintenance gerbeur transpalette","MPS","DEF","U406","15U","600 558,00","2024-03-23",3,30,0,26,1,"BIOMED_ULIS",{"$error":"#NAME?"},{"$f":"IFERROR(\"Oui, à la ligne \" & MATCH(tableFévrier[[#This Row],[Fusion]],tableOctobre[Fusion],0)+1,\"Non trouvé\")","v":"Non trouvé"},null,1086,null,1086]
["ALBTRP01","Transpalette électrique sortie déchets","U_LEVA000014","Maintenance gerbeur transpalette","MPS","DEF","U440LEV","15U","600 542,00","2024-03-23",3,30,0,26,1,"BIOMED_ULIS",{"$error":"#NAME?"},{"$f":"IFERROR(\"Oui, à la ligne \" & MATCH(tableFévrier[[#This Row],[Fusion]],tableOctobre[Fusion],0)+1,\"Non trouvé\")","v":"Non trouvé"},null,1087,null,1087]
["AC38CE38","Caisson d'extraction vestiaires B8","U_CLIM000205","Maintenance extraction / ventilation","MPS","DEF","U222AC","10U","617 341,00","2024-06-27",3,1,0,26,1,"BIOMED_ULIS",{"$error":"#NAME?"},{"$f":"IFERROR(\"Oui, à la ligne \" & MATCH(tableFévrier[[#This Row],[Fusion]],tableOctobre[Fusion],0)+1,\"Non trouvé\")","v":"Non trouvé"},null,1088,null,1088]
["PLAGER06","Gerbeur électrique","U_CONT000032","Visite réglementaire","MPS","DEF","U440LEV","15U","560 377,00","2023-04-19",3,1,0,26,1,"BIOMED_ULIS",{"$error":"#NAME?"},{"$f":"IFERROR(\"Oui, à la ligne \" & MATCH(tableFévrier[[#This Row],[Fusion]],tableOctobre[Fusion],0)+1,\"Non trouvé\")","v":"Non trouvé"},null,1089,null,1089]
["PLAGER06","Gerbeur électrique","U_LEVA000014","Maintenance gerbeur transpalette","MPS","DEF","U440LEV","15U","600 565,00","2024-03-23",3,30,0,26,1,"BIOMED_ULIS",{"$f":"_xlfn.TEXTJOIN(\"\",TRUE,A1090:D1090,H1090,N1090)","v":{"$error":"#NAME?"}},{"$f":"IFERROR(\"Oui, à la ligne \" & MATCH(tableFévrier[[#This Row],[Fusion]],tableOctobre[Fusion],0)+1,\"Non trouvé\")","v":"Non trouvé"},null,1090,null,1090]
["UDP2CMW313","Balance Sartorius 6200g/0,01g","U_METR000001","Vérif. PERIODIQUE balance 0/30 Kg max.","MPS","DEF","U851","70U","593 109,00","2024-04-30",3,1,0,365,0,"BIOTECH_ULIS",{"$error":"#NAME?"},{"$f":"IFERROR(\"Oui, à la ligne \" & MATCH(tableFévrier[[#This Row],[Fusion]],tableOctobre[Fusion],0)+1,\"Non trouvé\")","v":"Non trouvé"},null,1091,null,1091]
["ETALCMR02","Boite à résistances RD6C1B n°7674117 F6","U_METR000026","Vérification PERIODIQUE labo extérieur","MPS","DEF","U720","50U","545 285,00","2027-11-02",3,1,0,260,1,"BIOMED_ULIS",{"$error":"#NAME?"},{"$f":"IFERROR(\"Oui, à la ligne \" & MATCH(tableFévrier[[#This Row],[Fusion]],tableOctobre[Fusion],0)+1,\"Non trouvé\")","v":"Non trouvé"},null,1092,null,1092]
["ETALCMR02","Boite à résistances RD6C1B n°7674117 F6","U_METROLOGIE    26","Vérification CURATIVE labo extérieur","MC","DEF","U720","50U",null,"2031-03-04",0,1,0,null,null,"BIOMED_ULIS",{"$error":"#NAME?"},{"$f":"IFERROR(\"Oui, à la ligne \" & MATCH(tableFévrier[[#This Row],[Fusion]],tableOctobre[Fusion],0)+1,\"Non trouvé\")","v":"Non trouvé"},null,1093,null,1093]
["ETALCMR01","Boite à résistances RD6C1B n°R020049-005","U_METROLOGIE    26","Vérification CURATIVE labo extérieur","MC","DEF","U720","50U",null,"2030-12-31",0,1,0,null,null,"BIOMED_ULIS",{"$error":"#NAME?"},{"$f":"IFERROR(\"Oui, à la ligne \" & MATCH(tableFévrier[[#This Row],[Fusion]],tableOctobre[Fusion],0)+1,\"Non trouvé\")","v":"Non trouvé"},null,1094,null,1094]
["WFICMC03","Affichage conductivité WFISBD105","U_METR000018","Vérif. PERIODIQUE mesure conductivité circuit","MPS","DEF","U236WFI","11U","589 513,00","2024-03-13",3,1,0,52,1,"BIOMED_ULIS",{"$error":"#NAME?"},{"$f":"IFERROR(\"Oui, à la ligne \" & MATCH(tableFévrier[[#This Row],[Fusion]],tableOctobre[Fusion],0)+1,\"Non trouvé\")","v":"Non trouvé"},null,1095,null,1095]
["WFICMC03","Affichage conductivité WFISBD105","U_METROLOGIE    18","Vérification CURATIVE conductivité circuit","MC","DEF","U236WFI","11U","634 957,00","3000-01-01",0,1,0,null,null,"BIOMED_ULIS",{"$error":"#NAME?"},{"$f":"IFERROR(\"Oui, à la ligne \" & MATCH(tableFévrier[[#This Row],[Fusion]],tableOctobre[Fusion],0)+1,\"Non trouvé\")","v":"Non trouvé"},null,1096,null,1096]
["WFICMT08","Régulation temp. sortie WFIHEX11 (GW5)","U_METR000012","Vérification PERIODIQUE température","MPS","DEF","U236WFI","11U","589 516,00","2024-03-13",3,1,0,52,1,"BIOMED_ULIS",{"$error":"#NAME?"},{"$f":"IFERROR(\"Oui, à la ligne \" & MATCH(tableFévrier[[#This Row],[Fusion]],tableOctobre[Fusion],0)+1,\"Non trouvé\")","v":"Non trouvé"},null,1097,null,1097]
["WFICMT08","Régulation temp. sortie WFIHEX11 (GW5)","U_METROLOGIE    12","Vérification CURATIVE température","MC","DEF","U236WFI","11U","489 311,00","2050-01-01",0,1,0,null,null,"BIOMED_ULIS",{"$error":"#NAME?"},{"$f":"IFERROR(\"Oui, à la ligne \" & MATCH(tableFévrier[[#This Row],[Fusion]],tableOctobre[Fusion],0)+1,\"Non trouvé\")","v":"Non trouvé"},null,1098,null,1098]
["WFICMT09","Contrôle temp. retour WFISBD105","U_METROLOGIE    12","Vérification CURATIVE température","MC","DEF","U236WFI","11U","489 313,00","2050-01-01",0,1,0,null,null,"BIOMED_ULIS",{"$error":"#NAME?"},{"$f":"IFERROR(\"Oui, à la ligne \" & MATCH(tableFévrier[[#This Row],[Fusion]],tableOctobre[Fusion],0)+1,\"Non trouvé\")","v":"Non trouvé"},null,1099,null,1099]
["WFICMT09","Contrôle temp. retour WFISBD105","U_METR000012","Vérification PERIODIQUE température","MPS","DEF","U236WFI","11U","589 517,00","2024-03-13",3,1,0,52,1,"BIOMED_ULIS",{"$error":"#NAME?"},{"$f":"IFERROR(\"Oui, à la ligne \" & MATCH(tableFévrier[[#This Row],[Fusion]],tableOctobre[Fusion],0)+1,\"Non trouvé\")","v":"Non trouvé"},null,1100,null,1100]
["WFICMT41","Régulation temp. départ WFISBD105","U_METR000012","Vérification PERIODIQUE température","MPS","DEF","U236WFI","11U","589 518,00","2024-03-13",3,1,0,52,1,"BIOMED_ULIS",{"$error":"#NAME?"},{"$f":"IFERROR(\"Oui, à la ligne \" & MATCH(tableFévrier[[#This Row],[Fusion]],tableOctobre[Fusion],0)+1,\"Non trouvé\")","v":"Non trouvé"},null,1101,null,1101]
["WFICMT41","Régulation temp. départ WFISBD105","U_METROLOGIE    12","Vérification CURATIVE température","MC","DEF","U236WFI","11U","489 312,00","2050-01-01",0,1,0,null,null,"BIOMED_ULIS",{"$error":"#NAME?"},{"$f":"IFERROR(\"Oui, à la ligne \" & MATCH(tableFévrier[[#This Row],[Fusion]],tableOctobre[Fusion],0)+1,\"Non trouvé\")","v":"Non trouvé"},null,1102,null,1102]
["WFICMP03","Pression départ  WFISBD105","U_METROLOGIE    15","Vérification CURATIVE pression","MC","DEF","U236WFI","11U","489 314,00","2050-01-01",0,1,0,null,null,"BIOMED_ULIS",{"$error":"#NAME?"},{"$f":"IFERROR(\"Oui, à la ligne \" & MATCH(tableFévrier[[#This Row],[Fusion]],tableOctobre[Fusion],0)+1,\"Non trouvé\")","v":"Non trouvé"},null,1103,null,1103]
["WFICMP03","Pression départ  WFISBD105","U_METR000015","Vérification PERIODIQUE pression","MPS","DEF","U236WFI","11U","589 536,00","2024-03-14",3,1,0,52,1,"BIOMED_ULIS",{"$error":"#NAME?"},{"$f":"IFERROR(\"Oui, à la ligne \" & MATCH(tableFévrier[[#This Row],[Fusion]],tableOctobre[Fusion],0)+1,\"Non trouvé\")","v":"Non trouvé"},null,1104,null,1104]
["GW0CMP09","Indic pression calo GW0 de WFISBD105","U_METR000015","Vérification PERIODIQUE pression","MPS","DEF","U222GW","11U","544 696,00","2024-03-07",3,1,0,104,1,"BIOMED_ULIS",{"$error":"#NAME?"},{"$f":"IFERROR(\"Oui, à la ligne \" & MATCH(tableFévrier[[#This Row],[Fusion]],tableOctobre[Fusion],0)+1,\"Non trouvé\")","v":"Non trouvé"},null,1105,null,1105]
["GW0CMP09","Indic pression calo GW0 de WFISBD105","U_METROLOGIE    15","Vérification CURATIVE pression","MC","DEF","U222GW","11U","489 316,00","2050-01-01",0,1,0,null,null,"BIOMED_ULIS",{"$error":"#NAME?"},{"$f":"IFERROR(\"Oui, à la ligne \" & MATCH(tableFévrier[[#This Row],[Fusion]],tableOctobre[Fusion],0)+1,\"Non trouvé\")","v":"Non trouvé"},null,1106,null,1106]
["GW5CMP03","Indic pression calo GW5 de WFISBD105","U_METROLOGIE    15","Vérification CURATIVE pression","MC","DEF","U222GW","11U","489 315,00","2050-01-01",0,1,0,null,null,"BIOMED_ULIS",{"$error":"#NAME?"},{"$f":"IFERROR(\"Oui, à la ligne \" & MATCH(tableFévrier[[#This Row],[Fusion]],tableOctobre[Fusion],0)+1,\"Non trouvé\")","v":"Non trouvé"},null,1107,null,1107]
["GW5CMP03","Indic pression calo GW5 de WFISBD105","U_METR000015","Vérification PERIODIQUE pression","MPS","DEF","U222GW","11U","544 697,00","2024-03-15",3,1,0,104,1,"BIOMED_ULIS",{"$error":"#NAME?"},{"$f":"IFERROR(\"Oui, à la ligne \" & MATCH(tableFévrier[[#This Row],[Fusion]],tableOctobre[Fusion],0)+1,\"Non trouvé\")","v":"Non trouvé"},null,1108,null,1108]
["WFISBD105","Ss boucle FP T I+II+III et laverie 8RC71","U_PROC000004","Maintenance annuelle s/boucle WFI","MPS","DEF","U236WFI","11U","589 519,00","2024-03-13",3,1,0,52,1,"BIOMED_ULIS",{"$error":"#NAME?"},{"$f":"IFERROR(\"Oui, à la ligne \" & MATCH(tableFévrier[[#This Row],[Fusion]],tableOctobre[Fusion],0)+1,\"Non trouvé\")","v":"Non trouvé"},null,1109,null,1109]
["AC21","Air climatisé enceintes de stabilité","U_AVEC","Gammes à associer","MPS","DEF","U222AC","AR",null,"2020-12-31",0,1,0,null,null,"BIOMED_ULIS",{"$error":"#NAME?"},{"$f":"IFERROR(\"Oui, à la ligne \" & MATCH(tableFévrier[[#This Row],[Fusion]],tableOctobre[Fusion],0)+1,\"Non trouvé\")","v":"Non trouvé"},null,1110,null,1110]
["AC40CE209","Caisson d'extraction sanitaires B18","U_AVEC","Gammes à associer","MPS","AR","U222AC","AR",null,"2020-12-31",0,1,0,null,null,"BIOMED_ULIS",{"$error":"#NAME?"},{"$f":"IFERROR(\"Oui, à la ligne \" & MATCH(tableFévrier[[#This Row],[Fusion]],tableOctobre[Fusion],0)+1,\"Non trouvé\")","v":"Non trouvé"},null,1111,null,1111]
["AC40CL031","Climatiseur pièce 18RC13","U_AVEC","Gammes à associer","MPS","AR","U222AC","AR",null,"2020-12-31",0,1,0,null,null,"BIOMED_ULIS",{"$error":"#NAME?"},{"$f":"IFERROR(\"Oui, à la ligne \" & MATCH(tableFévrier[[#This Row],[Fusion]],tableOctobre[Fusion],0)+1,\"Non trouvé\")","v":"Non trouvé"},null,1112,null,1112]
["AC40CL032","Climatiseur pièce 18RC12","U_AVEC","Gammes à associer","MPS","AR","U222AC","AR",null,"2020-12-31",0,1,0,null,null,"BIOMED_ULIS",{"$error":"#NAME?"},{"$f":"IFERROR(\"Oui, à la ligne \" & MATCH(tableFévrier[[#This Row],[Fusion]],tableOctobre[Fusion],0)+1,\"Non trouvé\")","v":"Non trouvé"},null,1113,null,1113]
["AC40CL033","Climatiseur pièce 18RC15","U_AVEC","Gammes à associer","MPS","AR","U222AC","AR",null,"2020-12-31",0,1,0,null,null,"BIOMED_ULIS",{"$error":"#NAME?"},{"$f":"IFERROR(\"Oui, à la ligne \" & MATCH(tableFévrier[[#This Row],[Fusion]],tableOctobre[Fusion],0)+1,\"Non trouvé\")","v":"Non trouvé"},null,1114,null,1114]
["AC40CL034","Climatiseur pièce 18RC14","U_AVEC","Gammes à associer","MPS","AR","U222AC","AR",null,"2020-12-31",0,1,0,null,null,"BIOMED_ULIS",{"$error":"#NAME?"},{"$f":"IFERROR(\"Oui, à la ligne \" & MATCH(tableFévrier[[#This Row],[Fusion]],tableOctobre[Fusion],0)+1,\"Non trouvé\")","v":"Non trouvé"},null,1115,null,1115]
["AC40CL035","Climatiseur pièce 18RC16","U_AVEC","Gammes à associer","MPS","AR","U222AC","AR",null,"2020-12-31",0,1,0,null,null,"BIOMED_ULIS",{"$error":"#NAME?"},{"$f":"IFERROR(\"Oui, à la ligne \" & MATCH(tableFévrier[[#This Row],[Fusion]],tableOctobre[Fusion],0)+1,\"Non trouvé\")","v":"Non trouvé"},null,1116,null,1116]
["AC40CL04","Climatiseur pièce 18RC17","U_AVEC","Gammes à associer","MPS","AR","U222AC","AR",null,"2020-12-31",0,1,0,null,null,"BIOMED_ULIS",{"$error":"#NAME?"},{"$f":"IFERROR(\"Oui, à la ligne \" & MATCH(tableFévrier[[#This Row],[Fusion]],tableOctobre[Fusion],0)+1,\"Non trouvé\")","v":"Non trouvé"},null,1117,null,1117]
["AC40CL111","Climatiseur pièce 18103","U_AVEC","Gammes à associer","MPS","AR","U222AC","AR",null,"2020-12-31",0,1,0,null,null,"BIOMED_ULIS",{"$error":"#NAME?"},{"$f":"IFERROR(\"Oui, à la ligne \" & MATCH(tableFévrier[[#This Row],[Fusion]],tableOctobre[Fusion],0)+1,\"Non trouvé\")","v":"Non trouvé"},null,1118,null,1118]
["AC40CL112","Climatiseur pièce 18102","U_AVEC","Gammes à associer","MPS","AR","U222AC","AR",null,"2020-12-31",0,1,0,null,null,"BIOMED_ULIS",{"$error":"#NAME?"},{"$f":"IFERROR(\"Oui, à la ligne \" & MATCH(tableFévrier[[#This Row],[Fusion]],tableOctobre[Fusion],0)+1,\"Non trouvé\")","v":"Non trouvé"},null,1119,null,1119]
["AC40CL113","Climatiseur pièce 18105","U_AVEC","Gammes à associer","MPS","AR","U222AC","AR",null,"2020-12-31",0,1,0,null,null,"BIOMED_ULIS",{"$error":"#NAME?"},{"$f":"IFERROR(\"Oui, à la ligne \" & MATCH(tableFévrier[[#This Row],[Fusion]],tableOctobre[Fusion],0)+1,\"Non trouvé\")","v":"Non trouvé"},null,1120,null,1120]
["AC40CL114","Climatiseur pièce 18104","U_AVEC","Gammes à associer","MPS","AR","U222AC","AR",null,"2020-12-31",0,1,0,null,null,"BIOMED_ULIS",{"$error":"#NAME?"},{"$f":"IFERROR(\"Oui, à la ligne \" & MATCH(tableFévrier[[#This Row],[Fusion]],tableOctobre[Fusion],0)+1,\"Non trouvé\")","v":"Non trouvé"},null,1121,null,1121]
["AC40CL115","Climatiseur pièce 18107","U_AVEC","Gammes à associer","MPS","AR","U222AC","AR",null,"2020-12-31",0,1,0,null,null,"BIOMED_ULIS",{"$error":"#NAME?"},{"$f":"IFERROR(\"Oui, à la ligne \" & MATCH(tableFévrier[[#This Row],[Fusion]],tableOctobre[Fusion],0)+1,\"Non trouvé\")","v":"Non trouvé"},null,1122,null,1122]
["AC40CL121","Climatiseur pièce 18106","U_AVEC","Gammes à associer","MPS","AR","U222AC","AR",null,"2020-12-31",0,1,0,null,null,"BIOMED_ULIS",{"$error":"#NAME?"},{"$f":"IFERROR(\"Oui, à la ligne \" & MATCH(tableFévrier[[#This Row],[Fusion]],tableOctobre[Fusion],0)+1,\"Non trouvé\")","v":"Non trouvé"},null,1123,null,1123]
["AC40CL122","Climatiseur pièce 18109","U_AVEC","Gammes à associer","MPS","AR","U222AC","AR",null,"2020-12-31",0,1,0,null,null,"BIOMED_ULIS",{"$error":"#NAME?"},{"$f":"IFERROR(\"Oui, à la ligne \" & MATCH(tableFévrier[[#This Row],[Fusion]],tableOctobre[Fusion],0)+1,\"Non trouvé\")","v":"Non trouvé"},null,1124,null,1124]
["AC40CL123","Climatiseur pièce 18108","U_AVEC","Gammes à associer","MPS","AR","U222AC","AR",null,"2020-12-31",0,1,0,null,null,"BIOMED_ULIS",{"$error":"#NAME?"},{"$f":"IFERROR(\"Oui, à la ligne \" & MATCH(tableFévrier[[#This Row],[Fusion]],tableOctobre[Fusion],0)+1,\"Non trouvé\")","v":"Non trouvé"},null,1125,null,1125]
["AC40CL124","Climatiseur pièce 18111","U_AVEC","Gammes à associer","MPS","AR","U222AC","AR",null,"2020-12-31",0,1,0,null,null,"BIOMED_ULIS",{"$error":"#NAME?"},{"$f":"IFERROR(\"Oui, à la ligne \" & MATCH(tableFévrier[[#This Row],[Fusion]],tableOctobre[Fusion],0)+1,\"Non trouvé\")","v":"Non trouvé"},null,1126,null,1126]
["AC40CL125","Climatiseur pièce 18110","U_AVEC","Gammes à associer","MPS","AR","U222AC","AR",null,"2020-12-31",0,1,0,null,null,"BIOMED_ULIS",{"$error":"#NAME?"},{"$f":"IFERROR(\"Oui, à la ligne \" & MATCH(tableFévrier[[#This Row],[Fusion]],tableOctobre[Fusion],0)+1,\"Non trouvé\")","v":"Non trouvé"},null,1127,null,1127]
["AC40CL131","Climatiseur pièce 18113","U_AVEC","Gammes à associer","MPS","AR","U222AC","AR",null,"2020-12-31",0,1,0,null,null,"BIOMED_ULIS",{"$error":"#NAME?"},{"$f":"IFERROR(\"Oui, à la ligne \" & MATCH(tableFévrier[[#This Row],[Fusion]],tableOctobre[Fusion],0)+1,\"Non trouvé\")","v":"Non trouvé"},null,1128,null,1128]
["AC40CL132","Climatiseur pièce 18112","U_AVEC","Gammes à associer","MPS","AR","U222AC","AR",null,"2020-12-31",0,1,0,null,null,"BIOMED_ULIS",{"$error":"#NAME?"},{"$f":"IFERROR(\"Oui, à la ligne \" & MATCH(tableFévrier[[#This Row],[Fusion]],tableOctobre[Fusion],0)+1,\"Non trouvé\")","v":"Non trouvé"},null,1129,null,1129]
["AC40CL133","Climatiseur pièce 18115","U_AVEC","Gammes à associer","MPS","AR","U222AC","AR",null,"2020-12-31",0,1,0,null,null,"BIOMED_ULIS",{"$error":"#NAME?"},{"$f":"IFERROR(\"Oui, à la ligne \" & MATCH(tableFévrier[[#This Row],[Fusion]],tableOctobre[Fusion],0)+1,\"Non trouvé\")","v":"Non trouvé"},null,1130,null,1130]
["AC40CL134","Climatiseur pièce 18114","U_AVEC","Gammes à associer","MPS","AR","U222AC","AR",null,"2020-12-31",0,1,0,null,null,"BIOMED_ULIS",{"$error":"#NAME?"},{"$f":"IFERROR(\"Oui, à la ligne \" & MATCH(tableFévrier[[#This Row],[Fusion]],tableOctobre[Fusion],0)+1,\"Non trouvé\")","v":"Non trouvé"},null,1131,null,1131]
["AC40CL135","Climatiseur pièce 18116","U_AVEC","Gammes à associer","MPS","AR","U222AC","AR",null,"2020-12-31",0,1,0,null,null,"BIOMED_ULIS",{"$error":"#NAME?"},{"$f":"IFERROR(\"Oui, à la ligne \" & MATCH(tableFévrier[[#This Row],[Fusion]],tableOctobre[Fusion],0)+1,\"Non trouvé\")","v":"Non trouvé"},null,1132,null,1132]
["AC40CL14","Climatiseur pièce 18117","U_AVEC","Gammes à associer","MPS","AR","U222AC","AR",null,"2020-12-31",0,1,0,null,null,"BIOMED_ULIS",{"$error":"#NAME?"},{"$f":"IFERROR(\"Oui, à la ligne \" & MATCH(tableFévrier[[#This Row],[Fusion]],tableOctobre[Fusion],0)+1,\"Non trouvé\")","v":"Non trouvé"},null,1133,null,1133]
["AC40CL211","Climatiseur pièce 18203","U_AVEC","Gammes à associer","MPS","AR","U222AC","AR",null,"2020-12-31",0,1,0,null,null,"BIOMED_ULIS",{"$error":"#NAME?"},{"$f":"IFERROR(\"Oui, à la ligne \" & MATCH(tableFévrier[[#This Row],[Fusion]],tableOctobre[Fusion],0)+1,\"Non trouvé\")","v":"Non trouvé"},null,1134,null,1134]
["AC40CL212","Climatiseur pièce 18202","U_AVEC","Gammes à associer","MPS","AR","U222AC","AR",null,"2020-12-31",0,1,0,null,null,"BIOMED_ULIS",{"$error":"#NAME?"},{"$f":"IFERROR(\"Oui, à la ligne \" & MATCH(tableFévrier[[#This Row],[Fusion]],tableOctobre[Fusion],0)+1,\"Non trouvé\")","v":"Non trouvé"},null,1135,null,1135]
["AC40CL213","Climatiseur pièce 18205","U_AVEC","Gammes à associer","MPS","AR","U222AC","AR",null,"2020-12-31",0,1,0,null,null,"BIOMED_ULIS",{"$error":"#NAME?"},{"$f":"IFERROR(\"Oui, à la ligne \" & MATCH(tableFévrier[[#This Row],[Fusion]],tableOctobre[Fusion],0)+1,\"Non trouvé\")","v":"Non trouvé"},null,1136,null,1136]
["AC40CL214","Climatiseur pièce 18204","U_AVEC","Gammes à associer","MPS","AR","U222AC","AR",null,"2020-12-31",0,1,0,null,null,"BIOMED_ULIS",{"$error":"#NAME?"},{"$f":"IFERROR(\"Oui, à la ligne \" & MATCH(tableFévrier[[#This Row],[Fusion]],tableOctobre[Fusion],0)+1,\"Non trouvé\")","v":"Non trouvé"},null,1137,null,1137]
["AC40CL215","Climatiseur pièce 18207","U_AVEC","Gammes à associer","MPS","AR","U222AC","AR",null,"2020-12-31",0,1,0,null,null,"BIOMED_ULIS",{"$error":"#NAME?"},{"$f":"IFERROR(\"Oui, à la ligne \" & MATCH(tableFévrier[[#This Row],[Fusion]],tableOctobre[Fusion],0)+1,\"Non trouvé\")","v":"Non trouvé"},null,1138,null,1138]
["AC40CL221","Climatiseur pièce 18206","U_AVEC","Gammes à associer","MPS","AR","U222AC","AR",null,"2020-12-31",0,1,0,null,null,"BIOMED_ULIS",{"$error":"#NAME?"},{"$f":"IFERROR(\"Oui, à la ligne \" & MATCH(tableFévrier[[#This Row],[Fusion]],tableOctobre[Fusion],0)+1,\"Non trouvé\")","v":"Non trouvé"},null,1139,null,1139]
["AC40CL222","Climatiseur pièce 18209","U_AVEC","Gammes à associer","MPS","AR","U222AC","AR",null,"2020-12-31",0,1,0,null,null,"BIOMED_ULIS",{"$error":"#NAME?"},{"$f":"IFERROR(\"Oui, à la ligne \" & MATCH(tableFévrier[[#This Row],[Fusion]],tableOctobre[Fusion],0)+1,\"Non trouvé\")","v":"Non trouvé"},null,1140,null,1140]
["AC40CL223","Climatiseur pièce 18208","U_AVEC","Gammes à associer","MPS","AR","U222AC","AR",null,"2020-12-31",0,1,0,null,null,"BIOMED_ULIS",{"$error":"#NAME?"},{"$f":"IFERROR(\"Oui, à la ligne \" & MATCH(tableFévrier[[#This Row],[Fusion]],tableOctobre[Fusion],0)+1,\"Non trouvé\")","v":"Non trouvé"},null,1141,null,1141]
["AC40CL224","Climatiseur pièce 18211","U_AVEC","Gammes à associer","MPS","AR","U222AC","AR",null,"2020-12-31",0,1,0,null,null,"BIOMED_ULIS",{"$error":"#NAME?"},{"$f":"IFERROR(\"Oui, à la ligne \" & MATCH(tableFévrier[[#This Row],[Fusion]],tableOctobre[Fusion],0)+1,\"Non trouvé\")","v":"Non trouvé"},null,1142,null,1142]
["AC40CL225","Climatiseur pièce 18210","U_AVEC","Gammes à associer","MPS","AR","U222AC","AR",null,"2020-12-31",0,1,0,null,null,"BIOMED_ULIS",{"$error":"#NAME?"},{"$f":"IFERROR(\"Oui, à la ligne \" & MATCH(tableFévrier[[#This Row],[Fusion]],tableOctobre[Fusion],0)+1,\"Non trouvé\")","v":"Non trouvé"},null,1143,null,1143]
["AC40CL231","Climatiseur pièce 18213","U_AVEC","Gammes à associer","MPS","AR","U222AC","AR",null,"2020-12-31",0,1,0,null,null,"BIOMED_ULIS",{"$error":"#NAME?"},{"$f":"IFERROR(\"Oui, à la ligne \" & MATCH(tableFévrier[[#This Row],[Fusion]],tableOctobre[Fusion],0)+1,\"Non trouvé\")","v":"Non trouvé"},null,1144,null,1144]
["AC40CL232","Climatiseur pièce 18212","U_AVEC","Gammes à associer","MPS","AR","U222AC","AR",null,"2020-12-31",0,1,0,null,null,"BIOMED_ULIS",{"$error":"#NAME?"},{"$f":"IFERROR(\"Oui, à la ligne \" & MATCH(tableFévrier[[#This Row],[Fusion]],tableOctobre[Fusion],0)+1,\"Non trouvé\")","v":"Non trouvé"},null,1145,null,1145]
["AC40CL233","Climatiseur pièce 18215","U_AVEC","Gammes à associer","MPS","AR","U222AC","AR",null,"2020-12-31",0,1,0,null,null,"BIOMED_ULIS",{"$error":"#NAME?"},{"$f":"IFERROR(\"Oui, à la ligne \" & MATCH(tableFévrier[[#This Row],[Fusion]],tableOctobre[Fusion],0)+1,\"Non trouvé\")","v":"Non trouvé"},null,1146,null,1146]
["AC40CL234","Climatiseur pièce 18214","U_AVEC","Gammes à associer","MPS","AR","U222AC","AR",null,"2020-12-31",0,1,0,null,null,"BIOMED_ULIS",{"$error":"#NAME?"},{"$f":"IFERROR(\"Oui, à la ligne \" & MATCH(tableFévrier[[#This Row],[Fusion]],tableOctobre[Fusion],0)+1,\"Non trouvé\")","v":"Non trouvé"},null,1147,null,1147]
["AC40CL235","Climatiseur pièce 18216","U_AVEC","Gammes à associer","MPS","AR","U222AC","AR",null,"2020-12-31",0,1,0,null,null,"BIOMED_ULIS",{"$error":"#NAME?"},{"$f":"IFERROR(\"Oui, à la ligne \" & MATCH(tableFévrier[[#This Row],[Fusion]],tableOctobre[Fusion],0)+1,\"Non trouvé\")","v":"Non trouvé"},null,1148,null,1148]
["AC40CL24","Climatiseur pièce 18217","U_AVEC","Gammes à associer","MPS","AR","U222AC","AR",null,"2020-12-31",0,1,0,null,null,"BIOMED_ULIS",{"$error":"#NAME?"},{"$f":"IFERROR(\"Oui, à la ligne \" & MATCH(tableFévrier[[#This Row],[Fusion]],tableOctobre[Fusion],0)+1,\"Non trouvé\")","v":"Non trouvé"},null,1149,null,1149]
["AC61AE05B","Aérotherm K25 B recyclage","U_AVEC","Gammes à associer","MPS","AR","U222AC","AR",null,"2020-12-31",0,1,0,null,null,"BIOMED_ULIS",{"$error":"#NAME?"},{"$f":"IFERROR(\"Oui, à la ligne \" & MATCH(tableFévrier[[#This Row],[Fusion]],tableOctobre[Fusion],0)+1,\"Non trouvé\")","v":"Non trouvé"},null,1150,null,1150]
["AC61AE05C","Aérotherm K25 C recyclage","U_AVEC","Gammes à associer","MPS","AR","U222AC","AR",null,"2020-12-31",0,1,0,null,null,"BIOMED_ULIS",{"$error":"#NAME?"},{"$f":"IFERROR(\"Oui, à la ligne \" & MATCH(tableFévrier[[#This Row],[Fusion]],tableOctobre[Fusion],0)+1,\"Non trouvé\")","v":"Non trouvé"},null,1151,null,1151]
["AC61AE05D","Aérotherm K25 D recyclage","U_AVEC","Gammes à associer","MPS","AR","U222AC","AR",null,"2020-12-31",0,1,0,null,null,"BIOMED_ULIS",{"$error":"#NAME?"},{"$f":"IFERROR(\"Oui, à la ligne \" & MATCH(tableFévrier[[#This Row],[Fusion]],tableOctobre[Fusion],0)+1,\"Non trouvé\")","v":"Non trouvé"},null,1152,null,1152]
["AC61AE06A","Aérotherm K28 A recyclage","U_AVEC","Gammes à associer","MPS","AR","U222AC","AR",null,"2020-12-31",0,1,0,null,null,"BIOMED_ULIS",{"$error":"#NAME?"},{"$f":"IFERROR(\"Oui, à la ligne \" & MATCH(tableFévrier[[#This Row],[Fusion]],tableOctobre[Fusion],0)+1,\"Non trouvé\")","v":"Non trouvé"},null,1153,null,1153]
["AC61AE06B","Aérotherm K28 B recyclage","U_AVEC","Gammes à associer","MPS","AR","U222AC","AR",null,"2020-12-31",0,1,0,null,null,"BIOMED_ULIS",{"$f":"_xlfn.TEXTJOIN(\"\",TRUE,A1154:D1154,H1154,N1154)","v":{"$error":"#NAME?"}},{"$f":"IFERROR(\"Oui, à la ligne \" & MATCH(tableFévrier[[#This Row],[Fusion]],tableOctobre[Fusion],0)+1,\"Non trouvé\")","v":"Non trouvé"},null,1154,null,1154]
["AC61AE07A","Aérotherm K29 A recyclage","U_AVEC","Gammes à associer","MPS","AR","U222AC","AR",null,"2020-12-31",0,1,0,null,null,"BIOMED_ULIS",{"$error":"#NAME?"},{"$f":"IFERROR(\"Oui, à la ligne \" & MATCH(tableFévrier[[#This Row],[Fusion]],tableOctobre[Fusion],0)+1,\"Non trouvé\")","v":"Non trouvé"},null,1155,null,1155]
["AC61AE07B","Aérotherm K29 B recyclage","U_AVEC","Gammes à associer","MPS","AR","U222AC","AR",null,"2020-12-31",0,1,0,null,null,"BIOMED_ULIS",{"$error":"#NAME?"},{"$f":"IFERROR(\"Oui, à la ligne \" & MATCH(tableFévrier[[#This Row],[Fusion]],tableOctobre[Fusion],0)+1,\"Non trouvé\")","v":"Non trouvé"},null,1156,null,1156]
["AC61AE07C","Aérotherm K29 C recyclage","U_AVEC","Gammes à associer","MPS","AR","U222AC","AR",null,"2020-12-31",0,1,0,null,null,"BIOMED_ULIS",{"$error":"#NAME?"},{"$f":"IFERROR(\"Oui, à la ligne \" & MATCH(tableFévrier[[#This Row],[Fusion]],tableOctobre[Fusion],0)+1,\"Non trouvé\")","v":"Non trouvé"},null,1157,null,1157]
["AC61AE07D","Aérotherm K29 D recyclage","U_AVEC","Gammes à associer","MPS","AR","U222AC","AR",null,"2020-12-31",0,1,0,null,null,"BIOMED_ULIS",{"$error":"#NAME?"},{"$f":"IFERROR(\"Oui, à la ligne \" & MATCH(tableFévrier[[#This Row],[Fusion]],tableOctobre[Fusion],0)+1,\"Non trouvé\")","v":"Non trouvé"},null,1158,null,1158]
["AC61AE08","Aérotherm K30 air neuf","U_AVEC","Gammes à associer","MPS","AR","U222AC","AR",null,"2020-12-31",0,1,0,null,null,"BIOMED_ULIS",{"$error":"#NAME?"},{"$f":"IFERROR(\"Oui, à la ligne \" & MATCH(tableFévrier[[#This Row],[Fusion]],tableOctobre[Fusion],0)+1,\"Non trouvé\")","v":"Non trouvé"},null,1159,null,1159]
["AC61AE09A","Aérotherm K20 A recyclage","U_AVEC","Gammes à associer","MPS","AR","U222AC","AR",null,"2020-12-31",0,1,0,null,null,"BIOMED_ULIS",{"$error":"#NAME?"},{"$f":"IFERROR(\"Oui, à la ligne \" & MATCH(tableFévrier[[#This Row],[Fusion]],tableOctobre[Fusion],0)+1,\"Non trouvé\")","v":"Non trouvé"},null,1160,null,1160]
["AC61AE09B","Aérotherm K20 B recyclage","U_AVEC","Gammes à associer","MPS","AR","U222AC","AR",null,"2020-12-31",0,1,0,null,null,"BIOMED_ULIS",{"$error":"#NAME?"},{"$f":"IFERROR(\"Oui, à la ligne \" & MATCH(tableFévrier[[#This Row],[Fusion]],tableOctobre[Fusion],0)+1,\"Non trouvé\")","v":"Non trouvé"},null,1161,null,1161]
["AC61AE09C","Aérotherm K20 C recyclage","U_AVEC","Gammes à associer","MPS","AR","U222AC","AR",null,"2020-12-31",0,1,0,null,null,"BIOMED_ULIS",{"$error":"#NAME?"},{"$f":"IFERROR(\"Oui, à la ligne \" & MATCH(tableFévrier[[#This Row],[Fusion]],tableOctobre[Fusion],0)+1,\"Non trouvé\")","v":"Non trouvé"},null,1162,null,1162]
["AC61AE09D","Aérotherm K20 D recyclage","U_AVEC","Gammes à associer","MPS","AR","U222AC","AR",null,"2020-12-31",0,1,0,null,null,"BIOMED_ULIS",{"$error":"#NAME?"},{"$f":"IFERROR(\"Oui, à la ligne \" & MATCH(tableFévrier[[#This Row],[Fusion]],tableOctobre[Fusion],0)+1,\"Non trouvé\")","v":"Non trouvé"},null,1163,null,1163]
["AC61AE10","Aérotherm K21 air neuf","U_AVEC","Gammes à associer","MPS","AR","U222AC","AR",null,"2020-12-31",0,1,0,null,null,"BIOMED_ULIS",{"$error":"#NAME?"},{"$f":"IFERROR(\"Oui, à la ligne \" & MATCH(tableFévrier[[#This Row],[Fusion]],tableOctobre[Fusion],0)+1,\"Non trouvé\")","v":"Non trouvé"},null,1164,null,1164]
["AC61CE066","Tourelle d'extrac. K 16 sanitaires f B11","U_AVEC","Gammes à associer","MPS","AR","U222AC","AR",null,"2020-12-31",0,1,0,null,null,"BIOMED_ULIS",{"$error":"#NAME?"},{"$f":"IFERROR(\"Oui, à la ligne \" & MATCH(tableFévrier[[#This Row],[Fusion]],tableOctobre[Fusion],0)+1,\"Non trouvé\")","v":"Non trouvé"},null,1165,null,1165]
["EXAC61CE067","Tourelle extrac. K 19 salle réunion B11","U_AVEC","Gammes à associer","MPS","AR","U222AC","AR",null,"2020-12-31",0,1,0,null,null,"BIOMED_ULIS",{"$error":"#NAME?"},{"$f":"IFERROR(\"Oui, à la ligne \" & MATCH(tableFévrier[[#This Row],[Fusion]],tableOctobre[Fusion],0)+1,\"Non trouvé\")","v":"Non trouvé"},null,1166,null,1166]
["AC61CE068","Tourelle extract. K 18 vestiaires h. B11","U_AVEC","Gammes à associer","MPS","AR","U222AC","AR",null,"2020-12-31",0,1,0,null,null,"BIOMED_ULIS",{"$error":"#NAME?"},{"$f":"IFERROR(\"Oui, à la ligne \" & MATCH(tableFévrier[[#This Row],[Fusion]],tableOctobre[Fusion],0)+1,\"Non trouvé\")","v":"Non trouvé"},null,1167,null,1167]
["EXAC61CE069A","Tourelle extract. K 34A box prélèvement","U_AVEC","Gammes à associer","MPS","AR","U222AC","AR",null,"2049-12-31",0,1,0,null,null,"BIOMED_ULIS",{"$error":"#NAME?"},{"$f":"IFERROR(\"Oui, à la ligne \" & MATCH(tableFévrier[[#This Row],[Fusion]],tableOctobre[Fusion],0)+1,\"Non trouvé\")","v":"Non trouvé"},null,1168,null,1168]
["AC61CE069B","Tourelle extrac K 34B magasin géné. B11","U_AVEC","Gammes à associer","MPS","AR","U222AC","AR",null,"2020-12-31",0,1,0,null,null,"BIOMED_ULIS",{"$error":"#NAME?"},{"$f":"IFERROR(\"Oui, à la ligne \" & MATCH(tableFévrier[[#This Row],[Fusion]],tableOctobre[Fusion],0)+1,\"Non trouvé\")","v":"Non trouvé"},null,1169,null,1169]
["EXAC61CE070A","Tourelle extrac K 26A magasin géné. B11","U_AVEC","Gammes à associer","MPS","AR","U222AC","AR",null,"2020-12-31",0,1,0,null,null,"BIOMED_ULIS",{"$error":"#NAME?"},{"$f":"IFERROR(\"Oui, à la ligne \" & MATCH(tableFévrier[[#This Row],[Fusion]],tableOctobre[Fusion],0)+1,\"Non trouvé\")","v":"Non trouvé"},null,1170,null,1170]
["AC61CE070B","Tourelle extrac K 26B magasin géné. B11","U_AVEC","Gammes à associer","MPS","AR","U222AC","AR",null,"2020-12-31",0,1,0,null,null,"BIOMED_ULIS",{"$error":"#NAME?"},{"$f":"IFERROR(\"Oui, à la ligne \" & MATCH(tableFévrier[[#This Row],[Fusion]],tableOctobre[Fusion],0)+1,\"Non trouvé\")","v":"Non trouvé"},null,1171,null,1171]
["AC61CE070C","Tourelle extrac K 26C magasin géné. B11","U_AVEC","Gammes à associer","MPS","AR","U222AC","AR",null,"2020-12-31",0,1,0,null,null,"BIOMED_ULIS",{"$error":"#NAME?"},{"$f":"IFERROR(\"Oui, à la ligne \" & MATCH(tableFévrier[[#This Row],[Fusion]],tableOctobre[Fusion],0)+1,\"Non trouvé\")","v":"Non trouvé"},null,1172,null,1172]
["AC61CE074","Tourelle extrac K 31 magasin géné. B11","U_AVEC","Gammes à associer","MPS","AR","U222AC","AR",null,"2020-12-31",0,1,0,null,null,"BIOMED_ULIS",{"$error":"#NAME?"},{"$f":"IFERROR(\"Oui, à la ligne \" & MATCH(tableFévrier[[#This Row],[Fusion]],tableOctobre[Fusion],0)+1,\"Non trouvé\")","v":"Non trouvé"},null,1173,null,1173]
["AC61CE071A","Tourelle extrac K 22A magasin géné. B11","U_AVEC","Gammes à associer","MPS","AR","U222AC","AR",null,"2020-12-31",0,1,0,null,null,"BIOMED_ULIS",{"$error":"#NAME?"},{"$f":"IFERROR(\"Oui, à la ligne \" & MATCH(tableFévrier[[#This Row],[Fusion]],tableOctobre[Fusion],0)+1,\"Non trouvé\")","v":"Non trouvé"},null,1174,null,1174]
["AC61CE071B","Tourelle extrac K 22B magasin géné. B11","U_AVEC","Gammes à associer","MPS","AR","U222AC","AR",null,"2020-12-31",0,1,0,null,null,"BIOMED_ULIS",{"$error":"#NAME?"},{"$f":"IFERROR(\"Oui, à la ligne \" & MATCH(tableFévrier[[#This Row],[Fusion]],tableOctobre[Fusion],0)+1,\"Non trouvé\")","v":"Non trouvé"},null,1175,null,1175]
["EXAC61CE072","Tourelle extract. K 36 magasin géné. B11","U_AVEC","Gammes à associer","MPS","AR","U222AC","AR",null,"2049-12-31",0,1,0,null,null,"BIOMED_ULIS",{"$error":"#NAME?"},{"$f":"IFERROR(\"Oui, à la ligne \" & MATCH(tableFévrier[[#This Row],[Fusion]],tableOctobre[Fusion],0)+1,\"Non trouvé\")","v":"Non trouvé"},null,1176,null,1176]
["AC61CE073","Tourelle extract. K 23 magasin géné. B11","U_AVEC","Gammes à associer","MPS","AR","U222AC","AR",null,"2020-12-31",0,1,0,null,null,"BIOMED_ULIS",{"$error":"#NAME?"},{"$f":"IFERROR(\"Oui, à la ligne \" & MATCH(tableFévrier[[#This Row],[Fusion]],tableOctobre[Fusion],0)+1,\"Non trouvé\")","v":"Non trouvé"},null,1177,null,1177]
["AC61CV05","Ventilo-convecteur salle réunion 11118","U_AVEC","Gammes à associer","MPS","AR","U222AC","AR",null,"2020-12-31",0,1,0,null,null,"BIOMED_ULIS",{"$error":"#NAME?"},{"$f":"IFERROR(\"Oui, à la ligne \" & MATCH(tableFévrier[[#This Row],[Fusion]],tableOctobre[Fusion],0)+1,\"Non trouvé\")","v":"Non trouvé"},null,1178,null,1178]
["AC62","Extraction B04 enregistrement plasma","U_AVEC","Gammes à associer","MPS","AR","U222AC","AR",null,"2020-12-31",0,1,0,null,null,"BIOMED_ULIS",{"$error":"#NAME?"},{"$f":"IFERROR(\"Oui, à la ligne \" & MATCH(tableFévrier[[#This Row],[Fusion]],tableOctobre[Fusion],0)+1,\"Non trouvé\")","v":"Non trouvé"},null,1179,null,1179]
["AC62CE001","Extraction n°1 vestiaires sanitaires fem","U_AVEC","Gammes à associer","MPS","AR","U222AC","AR",null,"2020-12-31",0,1,0,null,null,"BIOMED_ULIS",{"$error":"#NAME?"},{"$f":"IFERROR(\"Oui, à la ligne \" & MATCH(tableFévrier[[#This Row],[Fusion]],tableOctobre[Fusion],0)+1,\"Non trouvé\")","v":"Non trouvé"},null,1180,null,1180]
["AC62CE002","Extraction n°2 vestaires hommes","U_AVEC","Gammes à associer","MPS","AR","U222AC","AR",null,"2020-12-31",0,1,0,null,null,"BIOMED_ULIS",{"$error":"#NAME?"},{"$f":"IFERROR(\"Oui, à la ligne \" & MATCH(tableFévrier[[#This Row],[Fusion]],tableOctobre[Fusion],0)+1,\"Non trouvé\")","v":"Non trouvé"},null,1181,null,1181]
["AC62CE003","Extraction n°3 sanitaires hommes","U_AVEC","Gammes à associer","MPS","AR","U222AC","AR",null,"2020-12-31",0,1,0,null,null,"BIOMED_ULIS",{"$error":"#NAME?"},{"$f":"IFERROR(\"Oui, à la ligne \" & MATCH(tableFévrier[[#This Row],[Fusion]],tableOctobre[Fusion],0)+1,\"Non trouvé\")","v":"Non trouvé"},null,1182,null,1182]
["AC62CE004","Extraction n°4 vestaires","U_AVEC","Gammes à associer","MPS","AR","U222AC","AR",null,"2020-12-31",0,1,0,null,null,"BIOMED_ULIS",{"$error":"#NAME?"},{"$f":"IFERROR(\"Oui, à la ligne \" & MATCH(tableFévrier[[#This Row],[Fusion]],tableOctobre[Fusion],0)+1,\"Non trouvé\")","v":"Non trouvé"},null,1183,null,1183]
["AC62CE005","Extraction n°5 bureaux et lingerie","U_AVEC","Gammes à associer","MPS","AR","U222AC","AR",null,"2020-12-31",0,1,0,null,null,"BIOMED_ULIS",{"$error":"#NAME?"},{"$f":"IFERROR(\"Oui, à la ligne \" & MATCH(tableFévrier[[#This Row],[Fusion]],tableOctobre[Fusion],0)+1,\"Non trouvé\")","v":"Non trouvé"},null,1184,null,1184]
["ACA4CTA6","Caisson traitement laboratoire 1251","U_AVEC","Gammes à associer","MPS","AR","U222AC","AR",null,"2020-12-31",0,1,0,null,null,"BIOTECH_ULIS",{"$error":"#NAME?"},{"$f":"IFERROR(\"Oui, à la ligne \" & MATCH(tableFévrier[[#This Row],[Fusion]],tableOctobre[Fusion],0)+1,\"Non trouvé\")","v":"Non trouvé"},null,1185,null,1185]
["ACA4CTA7","Caisson traitement laboratoire 1282","U_AVEC","Gammes à associer","MPS","AR","U222AC","AR",null,"2020-12-31",0,1,0,null,null,"BIOTECH_ULIS",{"$error":"#NAME?"},{"$f":"IFERROR(\"Oui, à la ligne \" & MATCH(tableFévrier[[#This Row],[Fusion]],tableOctobre[Fusion],0)+1,\"Non trouvé\")","v":"Non trouvé"},null,1186,null,1186]
["ACA4VC32","Ventilo-convecteur laboratoire 1246","U_AVEC","Gammes à associer","MPS","AR","U222AC","AR",null,"2020-12-31",0,1,0,null,null,"BIOTECH_ULIS",{"$error":"#NAME?"},{"$f":"IFERROR(\"Oui, à la ligne \" & MATCH(tableFévrier[[#This Row],[Fusion]],tableOctobre[Fusion],0)+1,\"Non trouvé\")","v":"Non trouvé"},null,1187,null,1187]
["ACA4VC33","Ventilo-convecteur laboratoire 1246","U_AVEC","Gammes à associer","MPS","AR","U222AC","AR",null,"2020-12-31",0,1,0,null,null,"BIOTECH_ULIS",{"$error":"#NAME?"},{"$f":"IFERROR(\"Oui, à la ligne \" & MATCH(tableFévrier[[#This Row],[Fusion]],tableOctobre[Fusion],0)+1,\"Non trouvé\")","v":"Non trouvé"},null,1188,null,1188]
["ACA4VC34","Ventilo-convecteur laboratoire 1247","U_AVEC","Gammes à associer","MPS","AR","U222AC","AR",null,"2020-12-31",0,1,0,null,null,"BIOTECH_ULIS",{"$error":"#NAME?"},{"$f":"IFERROR(\"Oui, à la ligne \" & MATCH(tableFévrier[[#This Row],[Fusion]],tableOctobre[Fusion],0)+1,\"Non trouvé\")","v":"Non trouvé"},null,1189,null,1189]
["ACA4VC35","Ventilo-convecteur laboratoire 1256","U_AVEC","Gammes à associer","MPS","AR","U222AC","AR",null,"2020-12-31",0,1,0,null,null,"BIOTECH_ULIS",{"$error":"#NAME?"},{"$f":"IFERROR(\"Oui, à la ligne \" & MATCH(tableFévrier[[#This Row],[Fusion]],tableOctobre[Fusion],0)+1,\"Non trouvé\")","v":"Non trouvé"},null,1190,null,1190]
["ACA4VC36","Ventilo-convecteur laboratoire 1256","U_AVEC","Gammes à associer","MPS","AR","U222AC","AR",null,"2020-12-31",0,1,0,null,null,"BIOTECH_ULIS",{"$error":"#NAME?"},{"$f":"IFERROR(\"Oui, à la ligne \" & MATCH(tableFévrier[[#This Row],[Fusion]],tableOctobre[Fusion],0)+1,\"Non trouvé\")","v":"Non trouvé"},null,1191,null,1191]
["ACA4VC39","Ventilo-convecteur laboratoire 1263","U_AVEC","Gammes à associer","MPS","AR","U222AC","AR",null,"2020-12-31",0,1,0,null,null,"BIOTECH_ULIS",{"$error":"#NAME?"},{"$f":"IFERROR(\"Oui, à la ligne \" & MATCH(tableFévrier[[#This Row],[Fusion]],tableOctobre[Fusion],0)+1,\"Non trouvé\")","v":"Non trouvé"},null,1192,null,1192]
["ACA4VC40","Ventilo-convecteur laboratoire 1272","U_AVEC","Gammes à associer","MPS","AR","U222AC","AR",null,"2020-12-31",0,1,0,null,null,"BIOTECH_ULIS",{"$error":"#NAME?"},{"$f":"IFERROR(\"Oui, à la ligne \" & MATCH(tableFévrier[[#This Row],[Fusion]],tableOctobre[Fusion],0)+1,\"Non trouvé\")","v":"Non trouvé"},null,1193,null,1193]
["ACA4VC41","Ventilo-convecteur laboratoire 1272","U_AVEC","Gammes à associer","MPS","AR","U222AC","AR",null,"2020-12-31",0,1,0,null,null,"BIOTECH_ULIS",{"$error":"#NAME?"},{"$f":"IFERROR(\"Oui, à la ligne \" & MATCH(tableFévrier[[#This Row],[Fusion]],tableOctobre[Fusion],0)+1,\"Non trouvé\")","v":"Non trouvé"},null,1194,null,1194]
["ACA4VC42","Ventilo-convecteur laboratoire 1272","U_AVEC","Gammes à associer","MPS","AR","U222AC","AR",null,"2020-12-31",0,1,0,null,null,"BIOTECH_ULIS",{"$error":"#NAME?"},{"$f":"IFERROR(\"Oui, à la ligne \" & MATCH(tableFévrier[[#This Row],[Fusion]],tableOctobre[Fusion],0)+1,\"Non trouvé\")","v":"Non trouvé"},null,1195,null,1195]
["ACCV74","Caisson de ventilation bureaux EPL2","U_AVEC","Gammes à associer","MPS","AR","U222AC","AR",null,"2020-12-31",0,1,0,null,null,"BIOMED_ULIS",{"$error":"#NAME?"},{"$f":"IFERROR(\"Oui, à la ligne \" & MATCH(tableFévrier[[#This Row],[Fusion]],tableOctobre[Fusion],0)+1,\"Non trouvé\")","v":"Non trouvé"},null,1196,null,1196]
["BAT01PCF01","Parafoudre bâtiment 1","U_AVEC","Gammes à associer","MPS","AR","U222ELE","AR",null,"2020-12-31",0,1,0,null,null,"BIOMED_ULIS",{"$error":"#NAME?"},{"$f":"IFERROR(\"Oui, à la ligne \" & MATCH(tableFévrier[[#This Row],[Fusion]],tableOctobre[Fusion],0)+1,\"Non trouvé\")","v":"Non trouvé"},null,1197]
["BAT11PCF03","Parafoudre bâtiment 11","U_AVEC","Gammes à associer","MPS","AR","U222ELE","AR",null,"2020-12-31",0,1,0,null,null,"BIOMED_ULIS",{"$error":"#NAME?"},{"$f":"IFERROR(\"Oui, à la ligne \" & MATCH(tableFévrier[[#This Row],[Fusion]],tableOctobre[Fusion],0)+1,\"Non trouvé\")","v":"Non trouvé"},null,1198,null,1198]
["CA2","Réseau air comprimé g. électr n°1","U_AVEC","Gammes à associer","MPS","AR","U222ELE","AR",null,"2020-12-31",0,1,0,null,null,"BIOMED_ULIS",{"$error":"#NAME?"},{"$f":"IFERROR(\"Oui, à la ligne \" & MATCH(tableFévrier[[#This Row],[Fusion]],tableOctobre[Fusion],0)+1,\"Non trouvé\")","v":"Non trouvé"},null,1199,null,1199]
["EXCACMP01","Enregist pression air comprimé départ","U_AVEC","Gammes à associer","MPS","AR","U222CA","AR",null,"2020-12-31",0,1,0,null,null,"BIOMED_ULIS",{"$error":"#NAME?"},{"$f":"IFERROR(\"Oui, à la ligne \" & MATCH(tableFévrier[[#This Row],[Fusion]],tableOctobre[Fusion],0)+1,\"Non trouvé\")","v":"Non trouvé"},null,1200,null,1200]
["CHPP01","Pompe doseuse acide péracétique PW","U_AVEC","Gammes à associer","MPS","AR","U222PW","AR",null,"2020-12-31",0,1,0,null,null,"BIOMED_ULIS",{"$error":"#NAME?"},{"$f":"IFERROR(\"Oui, à la ligne \" & MATCH(tableFévrier[[#This Row],[Fusion]],tableOctobre[Fusion],0)+1,\"Non trouvé\")","v":"Non trouvé"},null,1201,null,1201]
["CRDUR01","Enregistreur chambres froides R&D","U_AVEC","Gammes à associer","MPS","AR","U864PDP","AR",null,"2020-12-31",0,1,0,null,null,"BIOTECH_ULIS",{"$error":"#NAME?"},{"$f":"IFERROR(\"Oui, à la ligne \" & MATCH(tableFévrier[[#This Row],[Fusion]],tableOctobre[Fusion],0)+1,\"Non trouvé\")","v":"Non trouvé"},null,1202,null,1202]
["EXCW5CP01","Pompe tour VXI140 3R CW5ACF01","U_AVEC","Gammes à associer","MPS","AR","U222CW","AR",null,"2020-12-31",0,1,0,null,null,"BIOMED_ULIS",{"$error":"#NAME?"},{"$f":"IFERROR(\"Oui, à la ligne \" & MATCH(tableFévrier[[#This Row],[Fusion]],tableOctobre[Fusion],0)+1,\"Non trouvé\")","v":"Non trouvé"},null,1203,null,1203]
["ELEPTLIV","Poste de livraison EDF","U_AVEC","Gammes à associer","MPS","AR","U222ELE","AR",null,"2020-12-31",0,1,0,null,null,"BIOMED_ULIS",{"$error":"#NAME?"},{"$f":"IFERROR(\"Oui, à la ligne \" & MATCH(tableFévrier[[#This Row],[Fusion]],tableOctobre[Fusion],0)+1,\"Non trouvé\")","v":"Non trouvé"},null,1204,null,1204]
["FW1","Réseau eau incendie RIA B1 à B8","U_AVEC","Gammes à associer","MPS","AR","U130","AR",null,"2020-12-31",0,1,0,null,null,"BIOMED_ULIS",{"$error":"#NAME?"},{"$f":"IFERROR(\"Oui, à la ligne \" & MATCH(tableFévrier[[#This Row],[Fusion]],tableOctobre[Fusion],0)+1,\"Non trouvé\")","v":"Non trouvé"},null,1205,null,1205]
["FW2","Réseau eau incendie RIA B9 à B13","U_AVEC","Gammes à associer","MPS","AR","U130","AR",null,"2020-12-31",0,1,0,null,null,"BIOMED_ULIS",{"$error":"#NAME?"},{"$f":"IFERROR(\"Oui, à la ligne \" & MATCH(tableFévrier[[#This Row],[Fusion]],tableOctobre[Fusion],0)+1,\"Non trouvé\")","v":"Non trouvé"},null,1206,null,1206]
["GAMUR02","Enregistreur temp réacteurs uf gamma","U_AVEC","Gammes à associer","MPS","AR","U441","AR",null,"2020-12-31",0,1,0,null,null,"BIOMED_ULIS",{"$error":"#NAME?"},{"$f":"IFERROR(\"Oui, à la ligne \" & MATCH(tableFévrier[[#This Row],[Fusion]],tableOctobre[Fusion],0)+1,\"Non trouvé\")","v":"Non trouvé"},null,1207,null,1207]
["GTC","Réseaux d'alarmes techniques","U_AVEC","Gammes à associer","MPS","AR","U200","AR",null,"2020-12-31",0,1,0,null,null,"BIOMED_ULIS",{"$error":"#NAME?"},{"$f":"IFERROR(\"Oui, à la ligne \" & MATCH(tableFévrier[[#This Row],[Fusion]],tableOctobre[Fusion],0)+1,\"Non trouvé\")","v":"Non trouvé"},null,1208,null,1208]
["GW1/2UR01","Enregistreur temp. GW 0 1/2 3/4 5/6 9","U_AVEC","Gammes à associer","MPS","AR","U222GW","AR",null,"2020-12-31",0,1,0,null,null,"BIOMED_ULIS",{"$error":"#NAME?"},{"$f":"IFERROR(\"Oui, à la ligne \" & MATCH(tableFévrier[[#This Row],[Fusion]],tableOctobre[Fusion],0)+1,\"Non trouvé\")","v":"Non trouvé"},null,1209,null,1209]
["GW210CP01","Pompe circulation glycol GW210","U_AVEC","Gammes à associer","MPS","AR","U222GW","AR",null,"2020-12-31",0,1,0,null,null,"BIOMED_ULIS",{"$error":"#NAME?"},{"$f":"IFERROR(\"Oui, à la ligne \" & MATCH(tableFévrier[[#This Row],[Fusion]],tableOctobre[Fusion],0)+1,\"Non trouvé\")","v":"Non trouvé"},null,1210,null,1210]
["GW3","Boucle de distribution GW3","U_AVEC","Gammes à associer","MPS","AR","U222GW","AR",null,"2020-12-31",0,1,0,null,null,"BIOMED_ULIS",{"$error":"#NAME?"},{"$f":"IFERROR(\"Oui, à la ligne \" & MATCH(tableFévrier[[#This Row],[Fusion]],tableOctobre[Fusion],0)+1,\"Non trouvé\")","v":"Non trouvé"},null,1211,null,1211]
["GW8","Produc. distri. eau glycolée -15°C R&D","U_AVEC","Gammes à associer","MPS","AR","U222GW","AR",null,"2020-12-31",0,1,0,null,null,"BIOTECH_ULIS",{"$error":"#NAME?"},{"$f":"IFERROR(\"Oui, à la ligne \" & MATCH(tableFévrier[[#This Row],[Fusion]],tableOctobre[Fusion],0)+1,\"Non trouvé\")","v":"Non trouvé"},null,1212,null,1212]
["GW9CP428","Pompe dégivrage eau glycolée GW9","U_AVEC","Gammes à associer","MPS","AR","U222GW","AR",null,"2020-12-31",0,1,0,null,null,"BIOMED_ULIS",{"$error":"#NAME?"},{"$f":"IFERROR(\"Oui, à la ligne \" & MATCH(tableFévrier[[#This Row],[Fusion]],tableOctobre[Fusion],0)+1,\"Non trouvé\")","v":"Non trouvé"},null,1213,null,1213]
["GW9CP502","Pompe n°1 circul. secondaire eau glycolée -12°C","U_AVEC","Gammes à associer","MPS","AR","U222GW","AR",null,"2020-12-31",0,1,0,null,null,"BIOMED_ULIS",{"$error":"#NAME?"},{"$f":"IFERROR(\"Oui, à la ligne \" & MATCH(tableFévrier[[#This Row],[Fusion]],tableOctobre[Fusion],0)+1,\"Non trouvé\")","v":"Non trouvé"},null,1214,null,1214]
["GW9CP503","Pompe n°2 circul. secondaire eau glycolée -12°C","U_AVEC","Gammes à associer","MPS","AR","U222GW","AR",null,"2020-12-31",0,1,0,null,null,"BIOMED_ULIS",{"$error":"#NAME?"},{"$f":"IFERROR(\"Oui, à la ligne \" & MATCH(tableFévrier[[#This Row],[Fusion]],tableOctobre[Fusion],0)+1,\"Non trouvé\")","v":"Non trouvé"},null,1215,null,1215]
["EXHCLRP101","Pompe inj. acide chlorhydrique eau purif","U_AVEC","Gammes à associer","MPS","AR","U222PW","AR",null,"2020-12-31",0,1,0,null,null,"BIOMED_ULIS",{"$error":"#NAME?"},{"$f":"IFERROR(\"Oui, à la ligne \" & MATCH(tableFévrier[[#This Row],[Fusion]],tableOctobre[Fusion],0)+1,\"Non trouvé\")","v":"Non trouvé"},null,1216,null,1216]
["EXHNARP102","Pompe injection soude régé. eau purif.","U_AVEC","Gammes à associer","MPS","AR","U222PW","AR",null,"2020-12-31",0,1,0,null,null,"BIOMED_ULIS",{"$error":"#NAME?"},{"$f":"IFERROR(\"Oui, à la ligne \" & MATCH(tableFévrier[[#This Row],[Fusion]],tableOctobre[Fusion],0)+1,\"Non trouvé\")","v":"Non trouvé"},null,1217,null,1217]
["EXHPN2PP01","Pompe doseuse javel UF/PW","U_AVEC","Gammes à associer","MPS","AR","U222PW","AR",null,"2020-12-31",0,1,0,null,null,"BIOMED_ULIS",{"$f":"_xlfn.TEXTJOIN(\"\",TRUE,A1218:D1218,H1218,N1218)","v":{"$error":"#NAME?"}},{"$f":"IFERROR(\"Oui, à la ligne \" & MATCH(tableFévrier[[#This Row],[Fusion]],tableOctobre[Fusion],0)+1,\"Non trouvé\")","v":"Non trouvé"},null,1218,null,1218]
["HSO","Stock distrib ac. sulfurique CIP/NEP","U_AVEC","Gammes à associer","MPS","AR","U236NEP","AR",null,"2020-12-31",0,1,0,null,null,"BIOMED_ULIS",{"$error":"#NAME?"},{"$f":"IFERROR(\"Oui, à la ligne \" & MATCH(tableFévrier[[#This Row],[Fusion]],tableOctobre[Fusion],0)+1,\"Non trouvé\")","v":"Non trouvé"},null,1219,null,1219]
["HSW01CIR01","Module de 2 circulateurs","U_AVEC","Gammes à associer","MPS","AR","U222HSW","AR",null,"2020-12-31",0,1,0,null,null,"BIOMED_ULIS",{"$error":"#NAME?"},{"$f":"IFERROR(\"Oui, à la ligne \" & MATCH(tableFévrier[[#This Row],[Fusion]],tableOctobre[Fusion],0)+1,\"Non trouvé\")","v":"Non trouvé"},null,1220,null,1220]
["HSW01DP01","Pompe doseuse eau chaude sanitaire B1/B8","U_AVEC","Gammes à associer","MPS","AR","U222HSW","AR",null,"2020-12-31",0,1,0,null,null,"BIOMED_ULIS",{"$error":"#NAME?"},{"$f":"IFERROR(\"Oui, à la ligne \" & MATCH(tableFévrier[[#This Row],[Fusion]],tableOctobre[Fusion],0)+1,\"Non trouvé\")","v":"Non trouvé"},null,1221,null,1221]
["HSW03CIR01","Circulateur n°1 eau chaude sanitaire b09","U_AVEC","Gammes à associer","MPS","AR","U222HSW","AR",null,"2020-12-31",0,1,0,null,null,"BIOMED_ULIS",{"$error":"#NAME?"},{"$f":"IFERROR(\"Oui, à la ligne \" & MATCH(tableFévrier[[#This Row],[Fusion]],tableOctobre[Fusion],0)+1,\"Non trouvé\")","v":"Non trouvé"},null,1222,null,1222]
["HSW03CIR02","Circulateur n°2 eau chaude sanitaire b09","U_AVEC","Gammes à associer","MPS","AR","U222HSW","AR",null,"2020-12-31",0,1,0,null,null,"BIOMED_ULIS",{"$error":"#NAME?"},{"$f":"IFERROR(\"Oui, à la ligne \" & MATCH(tableFévrier[[#This Row],[Fusion]],tableOctobre[Fusion],0)+1,\"Non trouvé\")","v":"Non trouvé"},null,1223,null,1223]
["HSW03DP01","Pompe doseuse eau chaude sanitaire B9","U_AVEC","Gammes à associer","MPS","AR","U222HSW","AR",null,"2020-12-31",0,1,0,null,null,"BIOMED_ULIS",{"$error":"#NAME?"},{"$f":"IFERROR(\"Oui, à la ligne \" & MATCH(tableFévrier[[#This Row],[Fusion]],tableOctobre[Fusion],0)+1,\"Non trouvé\")","v":"Non trouvé"},null,1224,null,1224]
["ISHV03","Vanne vap. libre sortie nourrice","U_AVEC","Gammes à associer","MPS","AR","U222IS","AR",null,"2020-12-31",0,1,0,null,null,"BIOMED_ULIS",{"$error":"#NAME?"},{"$f":"IFERROR(\"Oui, à la ligne \" & MATCH(tableFévrier[[#This Row],[Fusion]],tableOctobre[Fusion],0)+1,\"Non trouvé\")","v":"Non trouvé"},null,1225,null,1225]
["ISHV04","Vanne entrée vapeur nourrice","U_AVEC","Gammes à associer","MPS","AR","U222IS","AR",null,"2020-12-31",0,1,0,null,null,"BIOMED_ULIS",{"$error":"#NAME?"},{"$f":"IFERROR(\"Oui, à la ligne \" & MATCH(tableFévrier[[#This Row],[Fusion]],tableOctobre[Fusion],0)+1,\"Non trouvé\")","v":"Non trouvé"},null,1226,null,1226]
["ISHV05","Vanne vap. sortie nourrice vers ISSBD05","U_AVEC","Gammes à associer","MPS","AR","U222IS","AR",null,"2020-12-31",0,1,0,null,null,"BIOMED_ULIS",{"$error":"#NAME?"},{"$f":"IFERROR(\"Oui, à la ligne \" & MATCH(tableFévrier[[#This Row],[Fusion]],tableOctobre[Fusion],0)+1,\"Non trouvé\")","v":"Non trouvé"},null,1227,null,1227]
["ISHV06","Vanne vap. sortie nourrice vers ISSBD043","U_AVEC","Gammes à associer","MPS","AR","U222IS","AR",null,"2020-12-31",0,1,0,null,null,"BIOMED_ULIS",{"$error":"#NAME?"},{"$f":"IFERROR(\"Oui, à la ligne \" & MATCH(tableFévrier[[#This Row],[Fusion]],tableOctobre[Fusion],0)+1,\"Non trouvé\")","v":"Non trouvé"},null,1228,null,1228]
["ISHV07","Vanne vap. sortie nourrice vers ISSBD06","U_AVEC","Gammes à associer","MPS","AR","U222IS","AR",null,"2020-12-31",0,1,0,null,null,"BIOMED_ULIS",{"$error":"#NAME?"},{"$f":"IFERROR(\"Oui, à la ligne \" & MATCH(tableFévrier[[#This Row],[Fusion]],tableOctobre[Fusion],0)+1,\"Non trouvé\")","v":"Non trouvé"},null,1229,null,1229]
["ISHV08","Vanne vap. sortie nourrice vers ISSBD03","U_AVEC","Gammes à associer","MPS","AR","U222IS","AR",null,"2020-12-31",0,1,0,null,null,"BIOMED_ULIS",{"$error":"#NAME?"},{"$f":"IFERROR(\"Oui, à la ligne \" & MATCH(tableFévrier[[#This Row],[Fusion]],tableOctobre[Fusion],0)+1,\"Non trouvé\")","v":"Non trouvé"},null,1230,null,1230]
["ISHV09","Vanne vap. sortie nourrice vers ISSBD02","U_AVEC","Gammes à associer","MPS","AR","U222IS","AR",null,"2020-12-31",0,1,0,null,null,"BIOMED_ULIS",{"$error":"#NAME?"},{"$f":"IFERROR(\"Oui, à la ligne \" & MATCH(tableFévrier[[#This Row],[Fusion]],tableOctobre[Fusion],0)+1,\"Non trouvé\")","v":"Non trouvé"},null,1231,null,1231]
["ISHV10","Vanne vap. sortie nourrice vers ISSBD01","U_AVEC","Gammes à associer","MPS","AR","U222IS","AR",null,"2020-12-31",0,1,0,null,null,"BIOMED_ULIS",{"$error":"#NAME?"},{"$f":"IFERROR(\"Oui, à la ligne \" & MATCH(tableFévrier[[#This Row],[Fusion]],tableOctobre[Fusion],0)+1,\"Non trouvé\")","v":"Non trouvé"},null,1232,null,1232]
["MGGFL01","Hotte flux laminaire box pesée n°1","U_AVEC","Gammes à associer","MPS","AR","U168","AR",null,"2020-12-31",0,1,0,null,null,"BIOMED_ULIS",{"$error":"#NAME?"},{"$f":"IFERROR(\"Oui, à la ligne \" & MATCH(tableFévrier[[#This Row],[Fusion]],tableOctobre[Fusion],0)+1,\"Non trouvé\")","v":"Non trouvé"},null,1233,null,1233]
["MGGFL02","Hotte flux laminaire box pesée n°2","U_AVEC","Gammes à associer","MPS","AR","U168","AR",null,"2020-12-31",0,1,0,null,null,"BIOMED_ULIS",{"$error":"#NAME?"},{"$f":"IFERROR(\"Oui, à la ligne \" & MATCH(tableFévrier[[#This Row],[Fusion]],tableOctobre[Fusion],0)+1,\"Non trouvé\")","v":"Non trouvé"},null,1234,null,1234]
["MGGTRP09","Transpalette manuel peseur n°9","U_AVEC","Gammes à associer","MPS","AR","U168","AR",null,"2020-12-31",0,1,0,null,null,"BIOMED_ULIS",{"$error":"#NAME?"},{"$f":"IFERROR(\"Oui, à la ligne \" & MATCH(tableFévrier[[#This Row],[Fusion]],tableOctobre[Fusion],0)+1,\"Non trouvé\")","v":"Non trouvé"},null,1235,null,1235]
["EXPWFCS07","Débimètre entrée duo n°1","U_AVEC","Gammes à associer","MPS","AR","U222PW","AR",null,"2020-12-31",0,1,0,null,null,"BIOMED_ULIS",{"$error":"#NAME?"},{"$f":"IFERROR(\"Oui, à la ligne \" & MATCH(tableFévrier[[#This Row],[Fusion]],tableOctobre[Fusion],0)+1,\"Non trouvé\")","v":"Non trouvé"},null,1236,null,1236]
["EXPWFCS08","Débimètre entrée duo n°2","U_AVEC","Gammes à associer","MPS","AR","U222PW","AR",null,"2020-12-31",0,1,0,null,null,"BIOMED_ULIS",{"$error":"#NAME?"},{"$f":"IFERROR(\"Oui, à la ligne \" & MATCH(tableFévrier[[#This Row],[Fusion]],tableOctobre[Fusion],0)+1,\"Non trouvé\")","v":"Non trouvé"},null,1237,null,1237]
["PWPSV100","Soupape de surpression BD03PWR10","U_AVEC","Gammes à associer","MPS","AR","U222PW","AR",null,"2020-12-31",0,1,0,null,null,"BIOMED_ULIS",{"$error":"#NAME?"},{"$f":"IFERROR(\"Oui, à la ligne \" & MATCH(tableFévrier[[#This Row],[Fusion]],tableOctobre[Fusion],0)+1,\"Non trouvé\")","v":"Non trouvé"},null,1238,null,1238]
["PWSBD100","Sous boucle eau purifiée distillateurs","U_AVEC","Gammes à associer","MPS","AR","U222PW","AR",null,"2020-12-31",0,1,0,null,null,"BIOMED_ULIS",{"$error":"#NAME?"},{"$f":"IFERROR(\"Oui, à la ligne \" & MATCH(tableFévrier[[#This Row],[Fusion]],tableOctobre[Fusion],0)+1,\"Non trouvé\")","v":"Non trouvé"},null,1239,null,1239]
["RESCONG01","Chambre froide -18° C restaurant","U_AVEC","Gammes à associer","MPS","AR","U235RES","AR",null,"2020-12-31",0,1,0,null,null,"BIOMED_ULIS",{"$error":"#NAME?"},{"$f":"IFERROR(\"Oui, à la ligne \" & MATCH(tableFévrier[[#This Row],[Fusion]],tableOctobre[Fusion],0)+1,\"Non trouvé\")","v":"Non trouvé"},null,1240,null,1240]
["RF15RHC02","Compresseur n°2 +5°C B11","U_AVEC","Gammes à associer","MPS","AR","U222RF","AR",null,"2020-12-31",0,1,0,null,null,"BIOMED_ULIS",{"$error":"#NAME?"},{"$f":"IFERROR(\"Oui, à la ligne \" & MATCH(tableFévrier[[#This Row],[Fusion]],tableOctobre[Fusion],0)+1,\"Non trouvé\")","v":"Non trouvé"},null,1241,null,1241]
["RF15RHC03","Compresseur n°3 +5°C B11","U_AVEC","Gammes à associer","MPS","AR","U222RF","AR",null,"2020-12-31",0,1,0,null,null,"BIOMED_ULIS",{"$error":"#NAME?"},{"$f":"IFERROR(\"Oui, à la ligne \" & MATCH(tableFévrier[[#This Row],[Fusion]],tableOctobre[Fusion],0)+1,\"Non trouvé\")","v":"Non trouvé"},null,1242,null,1242]
["SGTRP01","Transpalette manuel peseur n°1","U_AVEC","Gammes à associer","MPS","AR","U130","AR",null,"2020-12-31",0,1,0,null,null,"BIOMED_ULIS",{"$error":"#NAME?"},{"$f":"IFERROR(\"Oui, à la ligne \" & MATCH(tableFévrier[[#This Row],[Fusion]],tableOctobre[Fusion],0)+1,\"Non trouvé\")","v":"Non trouvé"},null,1243,null,1243]
["SHW11CP04","Pompe n°4 distribution fluide ther 90°C","U_AVEC","Gammes à associer","MPS","AR","U222SHW","AR",null,"2020-12-31",0,1,0,null,null,"BIOMED_ULIS",{"$error":"#NAME?"},{"$f":"IFERROR(\"Oui, à la ligne \" & MATCH(tableFévrier[[#This Row],[Fusion]],tableOctobre[Fusion],0)+1,\"Non trouvé\")","v":"Non trouvé"},null,1244,null,1244]
["SHW11CP05","Pompe n°5 distribution fluide ther 90°C","U_AVEC","Gammes à associer","MPS","AR","U222SHW","AR",null,"2020-12-31",0,1,0,null,null,"BIOMED_ULIS",{"$error":"#NAME?"},{"$f":"IFERROR(\"Oui, à la ligne \" & MATCH(tableFévrier[[#This Row],[Fusion]],tableOctobre[Fusion],0)+1,\"Non trouvé\")","v":"Non trouvé"},null,1245,null,1245]
["SHW12ETV01","Vanne thermostatique 50°C","U_AVEC","Gammes à associer","MPS","AR","U222SHW","AR",null,"2020-12-31",0,1,0,null,null,"BIOMED_ULIS",{"$error":"#NAME?"},{"$f":"IFERROR(\"Oui, à la ligne \" & MATCH(tableFévrier[[#This Row],[Fusion]],tableOctobre[Fusion],0)+1,\"Non trouvé\")","v":"Non trouvé"},null,1246,null,1246]
["SW1SWU01","Adoucisseur duplex réseau b1 à b8","U_AVEC","Gammes à associer","MPS","AR","U222W","AR",null,"2020-12-31",0,1,0,null,null,"BIOMED_ULIS",{"$error":"#NAME?"},{"$f":"IFERROR(\"Oui, à la ligne \" & MATCH(tableFévrier[[#This Row],[Fusion]],tableOctobre[Fusion],0)+1,\"Non trouvé\")","v":"Non trouvé"},null,1247,null,1247]
["SW2THE01","Contrôleur de TH","U_AVEC","Gammes à associer","MPS","AR","U222W","AR",null,"2020-12-31",0,1,0,null,null,"BIOMED_ULIS",{"$error":"#NAME?"},{"$f":"IFERROR(\"Oui, à la ligne \" & MATCH(tableFévrier[[#This Row],[Fusion]],tableOctobre[Fusion],0)+1,\"Non trouvé\")","v":"Non trouvé"},null,1248,null,1248]
["SW3SWU01","Adoucisseur B12/13","U_AVEC","Gammes à associer","MPS","AR","U222W","AR",null,"2020-12-31",0,1,0,null,null,"BIOMED_ULIS",{"$error":"#NAME?"},{"$f":"IFERROR(\"Oui, à la ligne \" & MATCH(tableFévrier[[#This Row],[Fusion]],tableOctobre[Fusion],0)+1,\"Non trouvé\")","v":"Non trouvé"},null,1249,null,1249]
["SW3THE01","Contrôleur de TH","U_AVEC","Gammes à associer","MPS","AR","U222W","AR",null,"2020-12-31",0,1,0,null,null,"BIOMED_ULIS",{"$error":"#NAME?"},{"$f":"IFERROR(\"Oui, à la ligne \" & MATCH(tableFévrier[[#This Row],[Fusion]],tableOctobre[Fusion],0)+1,\"Non trouvé\")","v":"Non trouvé"},null,1250,null,1250]
["SW4SWU01","Adoucisseur b9","U_AVEC","Gammes à associer","MPS","AR","U222W","AR",null,"2020-12-31",0,1,0,null,null,"BIOMED_ULIS",{"$error":"#NAME?"},{"$f":"IFERROR(\"Oui, à la ligne \" & MATCH(tableFévrier[[#This Row],[Fusion]],tableOctobre[Fusion],0)+1,\"Non trouvé\")","v":"Non trouvé"},null,1251,null,1251]
["TECHCP01","Pompe à vide atelier frigoriste","U_AVEC","Gammes à associer","MPS","AR","U200","AR",null,"2020-12-31",0,1,0,null,null,"BIOMED_ULIS",{"$error":"#NAME?"},{"$f":"IFERROR(\"Oui, à la ligne \" & MATCH(tableFévrier[[#This Row],[Fusion]],tableOctobre[Fusion],0)+1,\"Non trouvé\")","v":"Non trouvé"},null,1252,null,1252]
["WE2SBD01","Circuit surnageant GAMC21","U_AVEC","Gammes à associer","MPS","AR","U441","AR",null,"2020-12-31",0,1,0,null,null,"BIOMED_ULIS",{"$error":"#NAME?"},{"$f":"IFERROR(\"Oui, à la ligne \" & MATCH(tableFévrier[[#This Row],[Fusion]],tableOctobre[Fusion],0)+1,\"Non trouvé\")","v":"Non trouvé"},null,1253,null,1253]
["WE2SBD02","Circuit surnageant GAMC22","U_AVEC","Gammes à associer","MPS","AR","U441","AR",null,"2020-12-31",0,1,0,null,null,"BIOMED_ULIS",{"$error":"#NAME?"},{"$f":"IFERROR(\"Oui, à la ligne \" & MATCH(tableFévrier[[#This Row],[Fusion]],tableOctobre[Fusion],0)+1,\"Non trouvé\")","v":"Non trouvé"},null,1254,null,1254]
["WW1CP001","Pompe de relevage n°1 fosse ouest","U_AVEC","Gammes à associer","MPS","AR","U235WW","AR","157 027,00","3000-01-01",0,1,0,null,null,"BIOMED_ULIS",{"$error":"#NAME?"},{"$f":"IFERROR(\"Oui, à la ligne \" & MATCH(tableFévrier[[#This Row],[Fusion]],tableOctobre[Fusion],0)+1,\"Non trouvé\")","v":"Non trouvé"},null,1255,null,1255]
["WW1CP002","Pompe de relevage n°2 inox fosse ouest","U_AVEC","Gammes à associer","MPS","AR","U235WW","AR",null,"2020-12-31",0,1,0,null,null,"BIOMED_ULIS",{"$error":"#NAME?"},{"$f":"IFERROR(\"Oui, à la ligne \" & MATCH(tableFévrier[[#This Row],[Fusion]],tableOctobre[Fusion],0)+1,\"Non trouvé\")","v":"Non trouvé"},null,1256,null,1256]
["WW1CP003","Pompe de relevage n°3 inox fosse ouest","U_AVEC","Gammes à associer","MPS","AR","U235WW","AR",null,"2020-12-31",0,1,0,null,null,"BIOMED_ULIS",{"$error":"#NAME?"},{"$f":"IFERROR(\"Oui, à la ligne \" & MATCH(tableFévrier[[#This Row],[Fusion]],tableOctobre[Fusion],0)+1,\"Non trouvé\")","v":"Non trouvé"},null,1257,null,1257]
["WW1SVM01","Agitateur submersible n°1 inox f. ouest","U_AVEC","Gammes à associer","MPS","AR","U235WW","AR",null,"2020-12-31",0,1,0,null,null,"BIOMED_ULIS",{"$error":"#NAME?"},{"$f":"IFERROR(\"Oui, à la ligne \" & MATCH(tableFévrier[[#This Row],[Fusion]],tableOctobre[Fusion],0)+1,\"Non trouvé\")","v":"Non trouvé"},null,1258,null,1258]
["WW1SVM02","Agitateur submersible n°2 f. ouest","U_AVEC","Gammes à associer","MPS","AR","U235WW","AR",null,"2020-12-31",0,1,0,null,null,"BIOMED_ULIS",{"$error":"#NAME?"},{"$f":"IFERROR(\"Oui, à la ligne \" & MATCH(tableFévrier[[#This Row],[Fusion]],tableOctobre[Fusion],0)+1,\"Non trouvé\")","v":"Non trouvé"},null,1259,null,1259]
["AC54","Air climatisé services techniques B10","U_SANS   PREVENTIF","Sans   préventif","MPS","AR","U222AC","AR",null,"2049-12-30",0,1,0,null,null,"BIOMED_ULIS",{"$error":"#NAME?"},{"$f":"IFERROR(\"Oui, à la ligne \" & MATCH(tableFévrier[[#This Row],[Fusion]],tableOctobre[Fusion],0)+1,\"Non trouvé\")","v":"Non trouvé"},null,1260,null,1260]
["ALBARM00","Armoire automatisme cuverie albumine","U_SANS   PREVENTIF","Sans   préventif","MPS","AR","U440","AR",null,"2049-12-30",0,1,0,null,null,"BIOMED_ULIS",{"$error":"#NAME?"},{"$f":"IFERROR(\"Oui, à la ligne \" & MATCH(tableFévrier[[#This Row],[Fusion]],tableOctobre[Fusion],0)+1,\"Non trouvé\")","v":"Non trouvé"},null,1261,null,1261]
["ALBARM01","Armoire automatisme gestion ALBR001/002","U_SANS   PREVENTIF","Sans   préventif","MPS","AR","U440","AR",null,"2049-12-30",0,1,0,null,null,"BIOMED_ULIS",{"$error":"#NAME?"},{"$f":"IFERROR(\"Oui, à la ligne \" & MATCH(tableFévrier[[#This Row],[Fusion]],tableOctobre[Fusion],0)+1,\"Non trouvé\")","v":"Non trouvé"},null,1262,null,1262]
["ALBARM02","Armoire automatisme gestion ALBR003/004","U_SANS   PREVENTIF","Sans   préventif","MPS","AR","U440","AR",null,"2049-12-30",0,1,0,null,null,"BIOMED_ULIS",{"$error":"#NAME?"},{"$f":"IFERROR(\"Oui, à la ligne \" & MATCH(tableFévrier[[#This Row],[Fusion]],tableOctobre[Fusion],0)+1,\"Non trouvé\")","v":"Non trouvé"},null,1263,null,1263]
["ALBARM03","Armoire automatisme gestion ALBR005/006","U_SANS   PREVENTIF","Sans   préventif","MPS","AR","U440","AR",null,"2049-12-30",0,1,0,null,null,"BIOMED_ULIS",{"$error":"#NAME?"},{"$f":"IFERROR(\"Oui, à la ligne \" & MATCH(tableFévrier[[#This Row],[Fusion]],tableOctobre[Fusion],0)+1,\"Non trouvé\")","v":"Non trouvé"},null,1264,null,1264]
["ALBARM04","Armoire automatisme gestion eau / alcool","U_SANS   PREVENTIF","Sans   préventif","MPS","AR","U440","AR",null,"2049-12-30",0,1,0,null,null,"BIOMED_ULIS",{"$error":"#NAME?"},{"$f":"IFERROR(\"Oui, à la ligne \" & MATCH(tableFévrier[[#This Row],[Fusion]],tableOctobre[Fusion],0)+1,\"Non trouvé\")","v":"Non trouvé"},null,1265,null,1265]
["ALBARM05","Armoire auto. gestion des GW71 à 77","U_SANS   PREVENTIF","Sans   préventif","MPS","AR","U440","AR",null,"2049-12-30",0,1,0,null,null,"BIOMED_ULIS",{"$error":"#NAME?"},{"$f":"IFERROR(\"Oui, à la ligne \" & MATCH(tableFévrier[[#This Row],[Fusion]],tableOctobre[Fusion],0)+1,\"Non trouvé\")","v":"Non trouvé"},null,1266,null,1266]
["ALBARM06","Régul. vitesse agit. ALBR001 à  ALBR006","U_SANS   PREVENTIF","Sans   préventif","MPS","AR","U440","AR",null,"2049-12-30",0,1,0,null,null,"BIOMED_ULIS",{"$error":"#NAME?"},{"$f":"IFERROR(\"Oui, à la ligne \" & MATCH(tableFévrier[[#This Row],[Fusion]],tableOctobre[Fusion],0)+1,\"Non trouvé\")","v":"Non trouvé"},null,1267,null,1267]
["ALBARM25","Armoire électrique cuve tampons ALBCT02","U_SANS   PREVENTIF","Sans   préventif","MPS","AR","U440","AR",null,"2049-12-30",0,1,0,null,null,"BIOMED_ULIS",{"$error":"#NAME?"},{"$f":"IFERROR(\"Oui, à la ligne \" & MATCH(tableFévrier[[#This Row],[Fusion]],tableOctobre[Fusion],0)+1,\"Non trouvé\")","v":"Non trouvé"},null,1268,null,1268]
["ALBARM27","Armoire électrique poste stéril. alb","U_SANS   PREVENTIF","Sans   préventif","MPS","AR","U440","AR",null,"2049-12-30",0,1,0,null,null,"BIOMED_ULIS",{"$error":"#NAME?"},{"$f":"IFERROR(\"Oui, à la ligne \" & MATCH(tableFévrier[[#This Row],[Fusion]],tableOctobre[Fusion],0)+1,\"Non trouvé\")","v":"Non trouvé"},null,1269,null,1269]
["ALBBRD102","Disque de rupture ALBR001","U_SANS   PREVENTIF","Sans   préventif","MPS","AR","U440","AR",null,"2049-12-30",0,1,0,null,null,"BIOMED_ULIS",{"$error":"#NAME?"},{"$f":"IFERROR(\"Oui, à la ligne \" & MATCH(tableFévrier[[#This Row],[Fusion]],tableOctobre[Fusion],0)+1,\"Non trouvé\")","v":"Non trouvé"},null,1270]
["ALBBRD202","Disque de rupture ALBR002","U_SANS   PREVENTIF","Sans   préventif","MPS","AR","U440","AR",null,"2049-12-30",0,1,0,null,null,"BIOMED_ULIS",{"$error":"#NAME?"},{"$f":"IFERROR(\"Oui, à la ligne \" & MATCH(tableFévrier[[#This Row],[Fusion]],tableOctobre[Fusion],0)+1,\"Non trouvé\")","v":"Non trouvé"},null,1271]
["EXALBBD301","Disque de rupture ALBR003","U_SANS   PREVENTIF","Sans   préventif","MPS","AR","U440","AR",null,"2049-12-30",0,1,0,null,null,"BIOMED_ULIS",{"$error":"#NAME?"},{"$f":"IFERROR(\"Oui, à la ligne \" & MATCH(tableFévrier[[#This Row],[Fusion]],tableOctobre[Fusion],0)+1,\"Non trouvé\")","v":"Non trouvé"},null,1272,null,1272]
["ALBCG05","Hublot éclairant ALBR005","U_SANS   PREVENTIF","Sans   préventif","MPS","AR","U440","AR",null,"2049-12-30",0,1,0,null,null,"BIOMED_ULIS",{"$error":"#NAME?"},{"$f":"IFERROR(\"Oui, à la ligne \" & MATCH(tableFévrier[[#This Row],[Fusion]],tableOctobre[Fusion],0)+1,\"Non trouvé\")","v":"Non trouvé"},null,1273,null,1273]
["ALBCG06","Hublot éclairant ALBR006","U_SANS   PREVENTIF","Sans   préventif","MPS","AR","U440","AR",null,"2049-12-30",0,1,0,null,null,"BIOMED_ULIS",{"$error":"#NAME?"},{"$f":"IFERROR(\"Oui, à la ligne \" & MATCH(tableFévrier[[#This Row],[Fusion]],tableOctobre[Fusion],0)+1,\"Non trouvé\")","v":"Non trouvé"},null,1274,null,1274]
["ALBEH02","Thermoplongeur cuve tampons ALBCT02","U_SANS   PREVENTIF","Sans   préventif","MPS","AR","U440","AR",null,"2049-12-30",0,1,0,null,null,"BIOMED_ULIS",{"$error":"#NAME?"},{"$f":"IFERROR(\"Oui, à la ligne \" & MATCH(tableFévrier[[#This Row],[Fusion]],tableOctobre[Fusion],0)+1,\"Non trouvé\")","v":"Non trouvé"},null,1275,null,1275]
["ALBF06","Carter de filtre CW03","U_SANS   PREVENTIF","Sans   préventif","MPS","AR","U440","AR",null,"2049-12-30",0,1,0,null,null,"BIOMED_ULIS",{"$error":"#NAME?"},{"$f":"IFERROR(\"Oui, à la ligne \" & MATCH(tableFévrier[[#This Row],[Fusion]],tableOctobre[Fusion],0)+1,\"Non trouvé\")","v":"Non trouvé"},null,1276,null,1276]
["ALBHBV69","Vanne vidange tableau ALBTE (surnageant)","U_SANS   PREVENTIF","Sans   préventif","MPS","AR","U440","AR",null,"2049-12-30",0,1,0,null,null,"BIOMED_ULIS",{"$error":"#NAME?"},{"$f":"IFERROR(\"Oui, à la ligne \" & MATCH(tableFévrier[[#This Row],[Fusion]],tableOctobre[Fusion],0)+1,\"Non trouvé\")","v":"Non trouvé"},null,1277,null,1277]
["ALBHBV71","Vanne manuelle de sortie ALBR71","U_SANS   PREVENTIF","Sans   préventif","MPS","AR","U440","AR",null,"2049-12-30",0,1,0,null,null,"BIOMED_ULIS",{"$error":"#NAME?"},{"$f":"IFERROR(\"Oui, à la ligne \" & MATCH(tableFévrier[[#This Row],[Fusion]],tableOctobre[Fusion],0)+1,\"Non trouvé\")","v":"Non trouvé"},null,1278,null,1278]
["ALBHDV02","Vanne fond de cuve prépa tampons ALBCT02","U_SANS   PREVENTIF","Sans   préventif","MPS","AR","U440","AR",null,"2049-12-30",0,1,0,null,null,"BIOMED_ULIS",{"$error":"#NAME?"},{"$f":"IFERROR(\"Oui, à la ligne \" & MATCH(tableFévrier[[#This Row],[Fusion]],tableOctobre[Fusion],0)+1,\"Non trouvé\")","v":"Non trouvé"},null,1279,null,1279]
["ALBHDV69","Vanne de vidange tableau ALBTE (égout)","U_SANS   PREVENTIF","Sans   préventif","MPS","AR","U440","AR",null,"2049-12-30",0,1,0,null,null,"BIOMED_ULIS",{"$error":"#NAME?"},{"$f":"IFERROR(\"Oui, à la ligne \" & MATCH(tableFévrier[[#This Row],[Fusion]],tableOctobre[Fusion],0)+1,\"Non trouvé\")","v":"Non trouvé"},null,1280,null,1280]
["ALBHDV71","Vanne fond de cuve pousse uf ALBR71","U_SANS   PREVENTIF","Sans   préventif","MPS","AR","U440","AR",null,"2049-12-30",0,1,0,null,null,"BIOMED_ULIS",{"$error":"#NAME?"},{"$f":"IFERROR(\"Oui, à la ligne \" & MATCH(tableFévrier[[#This Row],[Fusion]],tableOctobre[Fusion],0)+1,\"Non trouvé\")","v":"Non trouvé"},null,1281,null,1281]
["ALBPDV83","Vanne by-pass contre-pression régé K7 UF","U_SANS   PREVENTIF","Sans   préventif","MPS","AR","U440","AR",null,"2049-12-30",0,1,0,null,null,"BIOMED_ULIS",{"$f":"_xlfn.TEXTJOIN(\"\",TRUE,A1282:D1282,H1282,N1282)","v":{"$error":"#NAME?"}},{"$f":"IFERROR(\"Oui, à la ligne \" & MATCH(tableFévrier[[#This Row],[Fusion]],tableOctobre[Fusion],0)+1,\"Non trouvé\")","v":"Non trouvé"},null,1282,null,1282]
["ALBHUB02","Hublot éclairant cuve tampons ALBCT02","U_SANS   PREVENTIF","Sans   préventif","MPS","AR","U440","AR",null,"2049-12-30",0,1,0,null,null,"BIOMED_ULIS",{"$error":"#NAME?"},{"$f":"IFERROR(\"Oui, à la ligne \" & MATCH(tableFévrier[[#This Row],[Fusion]],tableOctobre[Fusion],0)+1,\"Non trouvé\")","v":"Non trouvé"},null,1283,null,1283]
["ALBJBV11","Vanne évent ALBR001","U_SANS   PREVENTIF","Sans   préventif","MPS","AR","U440","AR",null,"2049-12-30",0,1,0,null,null,"BIOMED_ULIS",{"$error":"#NAME?"},{"$f":"IFERROR(\"Oui, à la ligne \" & MATCH(tableFévrier[[#This Row],[Fusion]],tableOctobre[Fusion],0)+1,\"Non trouvé\")","v":"Non trouvé"},null,1284,null,1284]
["ALBJBV31","Vanne évent ALBR003","U_SANS   PREVENTIF","Sans   préventif","MPS","AR","U440","AR",null,"2049-12-30",0,1,0,null,null,"BIOMED_ULIS",{"$error":"#NAME?"},{"$f":"IFERROR(\"Oui, à la ligne \" & MATCH(tableFévrier[[#This Row],[Fusion]],tableOctobre[Fusion],0)+1,\"Non trouvé\")","v":"Non trouvé"},null,1285,null,1285]
["ALBJBV41","Vanne évent ALBR004","U_SANS   PREVENTIF","Sans   préventif","MPS","AR","U440","AR",null,"2049-12-30",0,1,0,null,null,"BIOMED_ULIS",{"$error":"#NAME?"},{"$f":"IFERROR(\"Oui, à la ligne \" & MATCH(tableFévrier[[#This Row],[Fusion]],tableOctobre[Fusion],0)+1,\"Non trouvé\")","v":"Non trouvé"},null,1286,null,1286]
["ALBJBV51","Vanne évent ALBR005","U_SANS   PREVENTIF","Sans   préventif","MPS","AR","U440","AR",null,"2049-12-30",0,1,0,null,null,"BIOMED_ULIS",{"$error":"#NAME?"},{"$f":"IFERROR(\"Oui, à la ligne \" & MATCH(tableFévrier[[#This Row],[Fusion]],tableOctobre[Fusion],0)+1,\"Non trouvé\")","v":"Non trouvé"},null,1287,null,1287]
["ALBJBV61","Vanne évent ALBR006","U_SANS   PREVENTIF","Sans   préventif","MPS","AR","U440","AR",null,"2049-12-30",0,1,0,null,null,"BIOMED_ULIS",{"$error":"#NAME?"},{"$f":"IFERROR(\"Oui, à la ligne \" & MATCH(tableFévrier[[#This Row],[Fusion]],tableOctobre[Fusion],0)+1,\"Non trouvé\")","v":"Non trouvé"},null,1288,null,1288]
["ALBJBV69","Vanne de bypass pompe canal UF","U_SANS   PREVENTIF","Sans   préventif","MPS","AR","U440","AR",null,"2049-12-30",0,1,0,null,null,"BIOMED_ULIS",{"$error":"#NAME?"},{"$f":"IFERROR(\"Oui, à la ligne \" & MATCH(tableFévrier[[#This Row],[Fusion]],tableOctobre[Fusion],0)+1,\"Non trouvé\")","v":"Non trouvé"},null,1289,null,1289]
["ALBJBV70","Bypass débitmètre sortie canal UF","U_SANS   PREVENTIF","Sans   préventif","MPS","AR","U440","AR",null,"2049-12-30",0,1,0,null,null,"BIOMED_ULIS",{"$error":"#NAME?"},{"$f":"IFERROR(\"Oui, à la ligne \" & MATCH(tableFévrier[[#This Row],[Fusion]],tableOctobre[Fusion],0)+1,\"Non trouvé\")","v":"Non trouvé"},null,1290,null,1290]
["ALBJGV22","Vanne fond de cuve ALBR002","U_SANS   PREVENTIF","Sans   préventif","MPS","AR","U440","AR",null,"2049-12-30",0,1,0,null,null,"BIOMED_ULIS",{"$error":"#NAME?"},{"$f":"IFERROR(\"Oui, à la ligne \" & MATCH(tableFévrier[[#This Row],[Fusion]],tableOctobre[Fusion],0)+1,\"Non trouvé\")","v":"Non trouvé"},null,1291,null,1291]
["ALBJGV31","Vanne diverter intro produit ALBR003","U_SANS   PREVENTIF","Sans   préventif","MPS","AR","U440","AR",null,"2049-12-30",0,1,0,null,null,"BIOMED_ULIS",{"$error":"#NAME?"},{"$f":"IFERROR(\"Oui, à la ligne \" & MATCH(tableFévrier[[#This Row],[Fusion]],tableOctobre[Fusion],0)+1,\"Non trouvé\")","v":"Non trouvé"},null,1292,null,1292]
["ALBJGV41","Vanne diverter intro produit ALBR004","U_SANS   PREVENTIF","Sans   préventif","MPS","AR","U440","AR",null,"2049-12-30",0,1,0,null,null,"BIOMED_ULIS",{"$error":"#NAME?"},{"$f":"IFERROR(\"Oui, à la ligne \" & MATCH(tableFévrier[[#This Row],[Fusion]],tableOctobre[Fusion],0)+1,\"Non trouvé\")","v":"Non trouvé"},null,1293,null,1293]
["ALBJGV51","Vanne diverter intro produit ALBR005","U_SANS   PREVENTIF","Sans   préventif","MPS","AR","U440","AR",null,"2049-12-30",0,1,0,null,null,"BIOMED_ULIS",{"$error":"#NAME?"},{"$f":"IFERROR(\"Oui, à la ligne \" & MATCH(tableFévrier[[#This Row],[Fusion]],tableOctobre[Fusion],0)+1,\"Non trouvé\")","v":"Non trouvé"},null,1294,null,1294]
["ALBJGV61","Vanne diverter intro produit ALBR006","U_SANS   PREVENTIF","Sans   préventif","MPS","AR","U440","AR",null,"2049-12-30",0,1,0,null,null,"BIOMED_ULIS",{"$error":"#NAME?"},{"$f":"IFERROR(\"Oui, à la ligne \" & MATCH(tableFévrier[[#This Row],[Fusion]],tableOctobre[Fusion],0)+1,\"Non trouvé\")","v":"Non trouvé"},null,1295,null,1295]
["ALBJGV72","Vanne évent pendant CIP","U_SANS   PREVENTIF","Sans   préventif","MPS","AR","U440","AR",null,"2049-12-30",0,1,0,null,null,"BIOMED_ULIS",{"$error":"#NAME?"},{"$f":"IFERROR(\"Oui, à la ligne \" & MATCH(tableFévrier[[#This Row],[Fusion]],tableOctobre[Fusion],0)+1,\"Non trouvé\")","v":"Non trouvé"},null,1296,null,1296]
["ALBJGV78","Vanne régé K7 UF en T","U_SANS   PREVENTIF","Sans   préventif","MPS","AR","U440","AR",null,"2049-12-30",0,1,0,null,null,"BIOMED_ULIS",{"$error":"#NAME?"},{"$f":"IFERROR(\"Oui, à la ligne \" & MATCH(tableFévrier[[#This Row],[Fusion]],tableOctobre[Fusion],0)+1,\"Non trouvé\")","v":"Non trouvé"},null,1297,null,1297]
["ALBJGV79","Vanne régé K7 UF en T","U_SANS   PREVENTIF","Sans   préventif","MPS","AR","U440","AR",null,"2049-12-30",0,1,0,null,null,"BIOMED_ULIS",{"$error":"#NAME?"},{"$f":"IFERROR(\"Oui, à la ligne \" & MATCH(tableFévrier[[#This Row],[Fusion]],tableOctobre[Fusion],0)+1,\"Non trouvé\")","v":"Non trouvé"},null,1298,null,1298]
["ALBJHV70","Vanne régé K7 UF courant/contre-courant","U_SANS   PREVENTIF","Sans   préventif","MPS","AR","U440","AR",null,"2049-12-30",0,1,0,null,null,"BIOMED_ULIS",{"$error":"#NAME?"},{"$f":"IFERROR(\"Oui, à la ligne \" & MATCH(tableFévrier[[#This Row],[Fusion]],tableOctobre[Fusion],0)+1,\"Non trouvé\")","v":"Non trouvé"},null,1299,null,1299]
["ALBJHV71","Vanne régé K7 UF recirculation ou égout","U_SANS   PREVENTIF","Sans   préventif","MPS","AR","U440","AR",null,"2049-12-30",0,1,0,null,null,"BIOMED_ULIS",{"$error":"#NAME?"},{"$f":"IFERROR(\"Oui, à la ligne \" & MATCH(tableFévrier[[#This Row],[Fusion]],tableOctobre[Fusion],0)+1,\"Non trouvé\")","v":"Non trouvé"},null,1300,null,1300]
["ALBJHV72","Vanne régé K7 UF recirculation ou égout","U_SANS   PREVENTIF","Sans   préventif","MPS","AR","U440","AR",null,"2049-12-30",0,1,0,null,null,"BIOMED_ULIS",{"$error":"#NAME?"},{"$f":"IFERROR(\"Oui, à la ligne \" & MATCH(tableFévrier[[#This Row],[Fusion]],tableOctobre[Fusion],0)+1,\"Non trouvé\")","v":"Non trouvé"},null,1301,null,1301]
["ALBJTV71","Vanne intro pousse ALBR71","U_SANS   PREVENTIF","Sans   préventif","MPS","AR","U440","AR",null,"2049-12-30",0,1,0,null,null,"BIOMED_ULIS",{"$error":"#NAME?"},{"$f":"IFERROR(\"Oui, à la ligne \" & MATCH(tableFévrier[[#This Row],[Fusion]],tableOctobre[Fusion],0)+1,\"Non trouvé\")","v":"Non trouvé"},null,1302,null,1302]
["ALBLAVERIE","Equipements laverie albumine","U_SANS   PREVENTIF","Sans   préventif","MPS","AR","U440","AR",null,"2049-12-30",0,1,0,null,null,"BIOMED_ULIS",{"$error":"#NAME?"},{"$f":"IFERROR(\"Oui, à la ligne \" & MATCH(tableFévrier[[#This Row],[Fusion]],tableOctobre[Fusion],0)+1,\"Non trouvé\")","v":"Non trouvé"},null,1303,null,1303]
["ALBLCV71","Clapet A-R sortie sortie ALBTE","U_SANS   PREVENTIF","Sans   préventif","MPS","AR","U440","AR",null,"2049-12-30",0,1,0,null,null,"BIOMED_ULIS",{"$error":"#NAME?"},{"$f":"IFERROR(\"Oui, à la ligne \" & MATCH(tableFévrier[[#This Row],[Fusion]],tableOctobre[Fusion],0)+1,\"Non trouvé\")","v":"Non trouvé"},null,1304,null,1304]
["EXALBPC01","Supervision albumine","U_SANS   PREVENTIF","Sans   préventif","MPS","AR","U440","AR",null,"2049-12-30",0,1,0,null,null,"BIOMED_ULIS",{"$error":"#NAME?"},{"$f":"IFERROR(\"Oui, à la ligne \" & MATCH(tableFévrier[[#This Row],[Fusion]],tableOctobre[Fusion],0)+1,\"Non trouvé\")","v":"Non trouvé"},null,1305,null,1305]
["EXALBPDV11","Vanne prise échantillon ALBR001","U_SANS   PREVENTIF","Sans   préventif","MPS","AR","U440","AR",null,"2049-12-30",0,1,0,null,null,"BIOMED_ULIS",{"$error":"#NAME?"},{"$f":"IFERROR(\"Oui, à la ligne \" & MATCH(tableFévrier[[#This Row],[Fusion]],tableOctobre[Fusion],0)+1,\"Non trouvé\")","v":"Non trouvé"},null,1306,null,1306]
["EXALBPDV21","Vanne prise échantillon ALBR002","U_SANS   PREVENTIF","Sans   préventif","MPS","AR","U440","AR",null,"2049-12-30",0,1,0,null,null,"BIOMED_ULIS",{"$error":"#NAME?"},{"$f":"IFERROR(\"Oui, à la ligne \" & MATCH(tableFévrier[[#This Row],[Fusion]],tableOctobre[Fusion],0)+1,\"Non trouvé\")","v":"Non trouvé"},null,1307,null,1307]
["EXALBPDV31","Vanne prise échantillon ALBR003","U_SANS   PREVENTIF","Sans   préventif","MPS","AR","U440","AR",null,"2049-12-30",0,1,0,null,null,"BIOMED_ULIS",{"$error":"#NAME?"},{"$f":"IFERROR(\"Oui, à la ligne \" & MATCH(tableFévrier[[#This Row],[Fusion]],tableOctobre[Fusion],0)+1,\"Non trouvé\")","v":"Non trouvé"},null,1308,null,1308]
["ALBPDV41","Vanne prise échantillon ALBR004","U_SANS   PREVENTIF","Sans   préventif","MPS","AR","U440","AR",null,"2049-12-30",0,1,0,null,null,"BIOMED_ULIS",{"$error":"#NAME?"},{"$f":"IFERROR(\"Oui, à la ligne \" & MATCH(tableFévrier[[#This Row],[Fusion]],tableOctobre[Fusion],0)+1,\"Non trouvé\")","v":"Non trouvé"},null,1309,null,1309]
["ALBPDV51","Vanne prise échantillon ALBR005","U_SANS   PREVENTIF","Sans   préventif","MPS","AR","U440","AR",null,"2049-12-30",0,1,0,null,null,"BIOMED_ULIS",{"$error":"#NAME?"},{"$f":"IFERROR(\"Oui, à la ligne \" & MATCH(tableFévrier[[#This Row],[Fusion]],tableOctobre[Fusion],0)+1,\"Non trouvé\")","v":"Non trouvé"},null,1310,null,1310]
["ALBPDV52","Vanne fond de cuve ALBR005","U_SANS   PREVENTIF","Sans   préventif","MPS","AR","U440","AR",null,"2049-12-30",0,1,0,null,null,"BIOMED_ULIS",{"$error":"#NAME?"},{"$f":"IFERROR(\"Oui, à la ligne \" & MATCH(tableFévrier[[#This Row],[Fusion]],tableOctobre[Fusion],0)+1,\"Non trouvé\")","v":"Non trouvé"},null,1311,null,1311]
["ALBPDV61","Vanne prise échantillon ALBR006","U_SANS   PREVENTIF","Sans   préventif","MPS","AR","U440","AR",null,"2049-12-30",0,1,0,null,null,"BIOMED_ULIS",{"$error":"#NAME?"},{"$f":"IFERROR(\"Oui, à la ligne \" & MATCH(tableFévrier[[#This Row],[Fusion]],tableOctobre[Fusion],0)+1,\"Non trouvé\")","v":"Non trouvé"},null,1312,null,1312]
["ALBPDV62","Vanne fond de cuve ALBR006","U_SANS   PREVENTIF","Sans   préventif","MPS","AR","U440","AR",null,"2049-12-30",0,1,0,null,null,"BIOMED_ULIS",{"$error":"#NAME?"},{"$f":"IFERROR(\"Oui, à la ligne \" & MATCH(tableFévrier[[#This Row],[Fusion]],tableOctobre[Fusion],0)+1,\"Non trouvé\")","v":"Non trouvé"},null,1313,null,1313]
["ALBPI02","Indicateur pression cuve tampons ALBCT02","U_SANS   PREVENTIF","Sans   préventif","MPS","AR","U440","AR",null,"2049-12-30",0,1,0,null,null,"BIOMED_ULIS",{"$error":"#NAME?"},{"$f":"IFERROR(\"Oui, à la ligne \" & MATCH(tableFévrier[[#This Row],[Fusion]],tableOctobre[Fusion],0)+1,\"Non trouvé\")","v":"Non trouvé"},null,1314,null,1314]
["EXALBPLC02","Station automate uf albumine","U_SANS   PREVENTIF","Sans   préventif","MPS","AR","U440","AR",null,"2049-12-30",0,1,0,null,null,"BIOMED_ULIS",{"$error":"#NAME?"},{"$f":"IFERROR(\"Oui, à la ligne \" & MATCH(tableFévrier[[#This Row],[Fusion]],tableOctobre[Fusion],0)+1,\"Non trouvé\")","v":"Non trouvé"},null,1315,null,1315]
["EXALBPMF01","Cassette d'ultrafiltration n°1","U_SANS   PREVENTIF","Sans   préventif","MPS","AR","U440","AR",null,"3000-01-01",0,1,0,null,null,"BIOMED_ULIS",{"$error":"#NAME?"},{"$f":"IFERROR(\"Oui, à la ligne \" & MATCH(tableFévrier[[#This Row],[Fusion]],tableOctobre[Fusion],0)+1,\"Non trouvé\")","v":"Non trouvé"},null,1316,null,1316]
["EXALBPMF02","Cassette d'ultrafiltration n°2","U_SANS   PREVENTIF","Sans   préventif","MPS","AR","U440","AR",null,"3000-01-01",0,1,0,null,null,"BIOMED_ULIS",{"$error":"#NAME?"},{"$f":"IFERROR(\"Oui, à la ligne \" & MATCH(tableFévrier[[#This Row],[Fusion]],tableOctobre[Fusion],0)+1,\"Non trouvé\")","v":"Non trouvé"},null,1317,null,1317]
["EXALBPMF03","Cassette d'ultrafiltration n°3","U_SANS   PREVENTIF","Sans   préventif","MPS","AR","U440","AR",null,"3000-01-01",0,1,0,null,null,"BIOMED_ULIS",{"$error":"#NAME?"},{"$f":"IFERROR(\"Oui, à la ligne \" & MATCH(tableFévrier[[#This Row],[Fusion]],tableOctobre[Fusion],0)+1,\"Non trouvé\")","v":"Non trouvé"},null,1318,null,1318]
["EXALBPMF04","Cassette d'ultrafiltration n°4","U_SANS   PREVENTIF","Sans   préventif","MPS","AR","U440","AR",null,"3000-01-01",0,1,0,null,null,"BIOMED_ULIS",{"$error":"#NAME?"},{"$f":"IFERROR(\"Oui, à la ligne \" & MATCH(tableFévrier[[#This Row],[Fusion]],tableOctobre[Fusion],0)+1,\"Non trouvé\")","v":"Non trouvé"},null,1319,null,1319]
["ALBPPV71","Vanne régulation retour filtrat ALBR07","U_SANS   PREVENTIF","Sans   préventif","MPS","AR","U440","AR",null,"2049-12-30",0,1,0,null,null,"BIOMED_ULIS",{"$error":"#NAME?"},{"$f":"IFERROR(\"Oui, à la ligne \" & MATCH(tableFévrier[[#This Row],[Fusion]],tableOctobre[Fusion],0)+1,\"Non trouvé\")","v":"Non trouvé"},null,1320,null,1320]
["ALBPSV02","Soupape de sécurité cuve tampons ALBCT02","U_SANS   PREVENTIF","Sans   préventif","MPS","AR","U440","AR",null,"2049-12-30",0,1,0,null,null,"BIOMED_ULIS",{"$error":"#NAME?"},{"$f":"IFERROR(\"Oui, à la ligne \" & MATCH(tableFévrier[[#This Row],[Fusion]],tableOctobre[Fusion],0)+1,\"Non trouvé\")","v":"Non trouvé"},null,1321,null,1321]
["ALBPSV51","Soupape de sécurité pression ALBR005","U_SANS   PREVENTIF","Sans   préventif","MPS","AR","U440","AR",null,"2049-12-30",0,1,0,null,null,"BIOMED_ULIS",{"$error":"#NAME?"},{"$f":"IFERROR(\"Oui, à la ligne \" & MATCH(tableFévrier[[#This Row],[Fusion]],tableOctobre[Fusion],0)+1,\"Non trouvé\")","v":"Non trouvé"},null,1322,null,1322]
["ALBPSV61","Soupape de sécurité pression ALBR006","U_SANS   PREVENTIF","Sans   préventif","MPS","AR","U440","AR",null,"2049-12-30",0,1,0,null,null,"BIOMED_ULIS",{"$error":"#NAME?"},{"$f":"IFERROR(\"Oui, à la ligne \" & MATCH(tableFévrier[[#This Row],[Fusion]],tableOctobre[Fusion],0)+1,\"Non trouvé\")","v":"Non trouvé"},null,1323,null,1323]
["EXALBR72","Cuve de lavage cassettes UF albumine","U_SANS   PREVENTIF","Sans   préventif","MPS","AR","U440","AR",null,"2049-12-30",0,1,0,null,null,"BIOMED_ULIS",{"$error":"#NAME?"},{"$f":"IFERROR(\"Oui, à la ligne \" & MATCH(tableFévrier[[#This Row],[Fusion]],tableOctobre[Fusion],0)+1,\"Non trouvé\")","v":"Non trouvé"},null,1324,null,1324]
["ALBREF01","Réfri stockage boîtes de prélèv surfaces","U_SANS   PREVENTIF","Sans   préventif","MPS","AR","U440","AR",null,"2049-12-30",0,1,0,null,null,"BIOMED_ULIS",{"$error":"#NAME?"},{"$f":"IFERROR(\"Oui, à la ligne \" & MATCH(tableFévrier[[#This Row],[Fusion]],tableOctobre[Fusion],0)+1,\"Non trouvé\")","v":"Non trouvé"},null,1325,null,1325]
["ALBSVM01","Agitateur ALBR001","U_SANS   PREVENTIF","Sans   préventif","MPS","AR","U440","AR",null,"2049-12-30",0,1,0,null,null,"BIOMED_ULIS",{"$error":"#NAME?"},{"$f":"IFERROR(\"Oui, à la ligne \" & MATCH(tableFévrier[[#This Row],[Fusion]],tableOctobre[Fusion],0)+1,\"Non trouvé\")","v":"Non trouvé"},null,1326,null,1326]
["ALBSVM02","Agitateur ALBR002","U_SANS   PREVENTIF","Sans   préventif","MPS","AR","U440","AR",null,"2049-12-30",0,1,0,null,null,"BIOMED_ULIS",{"$error":"#NAME?"},{"$f":"IFERROR(\"Oui, à la ligne \" & MATCH(tableFévrier[[#This Row],[Fusion]],tableOctobre[Fusion],0)+1,\"Non trouvé\")","v":"Non trouvé"},null,1327,null,1327]
["EXALBSVM03","Agitateur ALBR003","U_SANS   PREVENTIF","Sans   préventif","MPS","AR","U440","AR",null,"2049-12-30",0,1,0,null,null,"BIOMED_ULIS",{"$error":"#NAME?"},{"$f":"IFERROR(\"Oui, à la ligne \" & MATCH(tableFévrier[[#This Row],[Fusion]],tableOctobre[Fusion],0)+1,\"Non trouvé\")","v":"Non trouvé"},null,1328,null,1328]
["EXALBSVM04","Agitateur ALBR004","U_SANS   PREVENTIF","Sans   préventif","MPS","AR","U440","AR",null,"2049-12-30",0,1,0,null,null,"BIOMED_ULIS",{"$error":"#NAME?"},{"$f":"IFERROR(\"Oui, à la ligne \" & MATCH(tableFévrier[[#This Row],[Fusion]],tableOctobre[Fusion],0)+1,\"Non trouvé\")","v":"Non trouvé"},null,1329,null,1329]
["ALBSVM05","Agitateur ALBR005","U_SANS   PREVENTIF","Sans   préventif","MPS","AR","U440","AR",null,"2049-12-30",0,1,0,null,null,"BIOMED_ULIS",{"$error":"#NAME?"},{"$f":"IFERROR(\"Oui, à la ligne \" & MATCH(tableFévrier[[#This Row],[Fusion]],tableOctobre[Fusion],0)+1,\"Non trouvé\")","v":"Non trouvé"},null,1330,null,1330]
["ALBSVM06","Agitateur ALBR006","U_SANS   PREVENTIF","Sans   préventif","MPS","AR","U440","AR",null,"2049-12-30",0,1,0,null,null,"BIOMED_ULIS",{"$error":"#NAME?"},{"$f":"IFERROR(\"Oui, à la ligne \" & MATCH(tableFévrier[[#This Row],[Fusion]],tableOctobre[Fusion],0)+1,\"Non trouvé\")","v":"Non trouvé"},null,1331,null,1331]
["ALBSVM07","Agitateur ALBR07","U_SANS   PREVENTIF","Sans   préventif","MPS","AR","U440","AR",null,"2049-12-30",0,1,0,null,null,"BIOMED_ULIS",{"$error":"#NAME?"},{"$f":"IFERROR(\"Oui, à la ligne \" & MATCH(tableFévrier[[#This Row],[Fusion]],tableOctobre[Fusion],0)+1,\"Non trouvé\")","v":"Non trouvé"},null,1332,null,1332]
["EXALBSVM102","Agitateur magnétique cuve préch. ALBR012","U_SANS   PREVENTIF","Sans   préventif","MPS","AR","U440","AR",null,"2012-01-23",0,1,0,null,null,"BIOMED_ULIS",{"$error":"#NAME?"},{"$f":"IFERROR(\"Oui, à la ligne \" & MATCH(tableFévrier[[#This Row],[Fusion]],tableOctobre[Fusion],0)+1,\"Non trouvé\")","v":"Non trouvé"},null,1333,null,1333]
["EXALBSVM103","Agitateur magnétique cuve préch. ALBR013","U_SANS   PREVENTIF","Sans   préventif","MPS","AR","U440","AR",null,"2012-01-04",0,1,0,null,null,"BIOMED_ULIS",{"$error":"#NAME?"},{"$f":"IFERROR(\"Oui, à la ligne \" & MATCH(tableFévrier[[#This Row],[Fusion]],tableOctobre[Fusion],0)+1,\"Non trouvé\")","v":"Non trouvé"},null,1334,null,1334]
["EXALBSVM104","Agitateur magnétique cuve préch. ALBR014","U_SANS   PREVENTIF","Sans   préventif","MPS","AR","U440","AR",null,"2012-01-04",0,1,0,null,null,"BIOMED_ULIS",{"$error":"#NAME?"},{"$f":"IFERROR(\"Oui, à la ligne \" & MATCH(tableFévrier[[#This Row],[Fusion]],tableOctobre[Fusion],0)+1,\"Non trouvé\")","v":"Non trouvé"},null,1335,null,1335]
["EXALBSVM105","Agitateur magnétique cuve préch. ALBR015","U_SANS   PREVENTIF","Sans   préventif","MPS","AR","U440","AR",null,"2012-01-23",0,1,0,null,null,"BIOMED_ULIS",{"$error":"#NAME?"},{"$f":"IFERROR(\"Oui, à la ligne \" & MATCH(tableFévrier[[#This Row],[Fusion]],tableOctobre[Fusion],0)+1,\"Non trouvé\")","v":"Non trouvé"},null,1336,null,1336]
["EXALBSVM13","Agitateur ALBACPT13","U_SANS   PREVENTIF","Sans   préventif","MPS","AR","U440","AR",null,"2049-12-30",0,1,0,null,null,"BIOMED_ULIS",{"$error":"#NAME?"},{"$f":"IFERROR(\"Oui, à la ligne \" & MATCH(tableFévrier[[#This Row],[Fusion]],tableOctobre[Fusion],0)+1,\"Non trouvé\")","v":"Non trouvé"},null,1337,null,1337]
["ALBSVM202","Agitateur magnét. cuve tampons ALBCT02","U_SANS   PREVENTIF","Sans   préventif","MPS","AR","U440","AR",null,"2049-12-30",0,1,0,null,null,"BIOMED_ULIS",{"$error":"#NAME?"},{"$f":"IFERROR(\"Oui, à la ligne \" & MATCH(tableFévrier[[#This Row],[Fusion]],tableOctobre[Fusion],0)+1,\"Non trouvé\")","v":"Non trouvé"},null,1338,null,1338]
["ALBSVM71","Agitateur cuve ALBR71","U_SANS   PREVENTIF","Sans   préventif","MPS","AR","U440","AR",null,"3000-01-01",0,1,0,null,null,"BIOMED_ULIS",{"$error":"#NAME?"},{"$f":"IFERROR(\"Oui, à la ligne \" & MATCH(tableFévrier[[#This Row],[Fusion]],tableOctobre[Fusion],0)+1,\"Non trouvé\")","v":"Non trouvé"},null,1339,null,1339]
["EXALBSVM72","Agitateur cuve lavage K7 UF albumine","U_SANS   PREVENTIF","Sans   préventif","MPS","AR","U440","AR",null,"2049-12-30",0,1,0,null,null,"BIOMED_ULIS",{"$error":"#NAME?"},{"$f":"IFERROR(\"Oui, à la ligne \" & MATCH(tableFévrier[[#This Row],[Fusion]],tableOctobre[Fusion],0)+1,\"Non trouvé\")","v":"Non trouvé"},null,1340,null,1340]
["ALBTAMPON","Unité de préparation et envoi tampons","U_SANS   PREVENTIF","Sans   préventif","MPS","AR","U440","AR",null,"2049-12-30",0,1,0,null,null,"BIOMED_ULIS",{"$error":"#NAME?"},{"$f":"IFERROR(\"Oui, à la ligne \" & MATCH(tableFévrier[[#This Row],[Fusion]],tableOctobre[Fusion],0)+1,\"Non trouvé\")","v":"Non trouvé"},null,1341,null,1341]
["EXALBUR01","Enregistreur réacteur albumine n°1","U_SANS   PREVENTIF","Sans   préventif","MPS","AR","U440","AR",null,"2049-12-30",0,1,0,null,null,"BIOMED_ULIS",{"$error":"#NAME?"},{"$f":"IFERROR(\"Oui, à la ligne \" & MATCH(tableFévrier[[#This Row],[Fusion]],tableOctobre[Fusion],0)+1,\"Non trouvé\")","v":"Non trouvé"},null,1342,null,1342]
["EXALBUR02","Enregistreur réacteur albumine n°2","U_SANS   PREVENTIF","Sans   préventif","MPS","AR","U440","AR",null,"2049-12-30",0,1,0,null,null,"BIOMED_ULIS",{"$error":"#NAME?"},{"$f":"IFERROR(\"Oui, à la ligne \" & MATCH(tableFévrier[[#This Row],[Fusion]],tableOctobre[Fusion],0)+1,\"Non trouvé\")","v":"Non trouvé"},null,1343,null,1343]
["EXALBUR03","Enregistreur réacteur albumine n°3","U_SANS   PREVENTIF","Sans   préventif","MPS","AR","U440","AR",null,"2049-12-30",0,1,0,null,null,"BIOMED_ULIS",{"$error":"#NAME?"},{"$f":"IFERROR(\"Oui, à la ligne \" & MATCH(tableFévrier[[#This Row],[Fusion]],tableOctobre[Fusion],0)+1,\"Non trouvé\")","v":"Non trouvé"},null,1344,null,1344]
["EXALBUR04","Enregistreur réacteur albumine n°4","U_SANS   PREVENTIF","Sans   préventif","MPS","AR","U440","AR",null,"2049-12-30",0,1,0,null,null,"BIOMED_ULIS",{"$error":"#NAME?"},{"$f":"IFERROR(\"Oui, à la ligne \" & MATCH(tableFévrier[[#This Row],[Fusion]],tableOctobre[Fusion],0)+1,\"Non trouvé\")","v":"Non trouvé"},null,1345,null,1345]
["EXALBUR05","Enregistreur réacteur albumine n°5","U_SANS   PREVENTIF","Sans   préventif","MPS","AR","U440","AR",null,"2049-12-30",0,1,0,null,null,"BIOMED_ULIS",{"$f":"_xlfn.TEXTJOIN(\"\",TRUE,A1346:D1346,H1346,N1346)","v":{"$error":"#NAME?"}},{"$f":"IFERROR(\"Oui, à la ligne \" & MATCH(tableFévrier[[#This Row],[Fusion]],tableOctobre[Fusion],0)+1,\"Non trouvé\")","v":"Non trouvé"},null,1346,null,1346]
["EXALBUR06","Enregistreur réacteur albumine n°6","U_SANS   PREVENTIF","Sans   préventif","MPS","AR","U440","AR",null,"2049-12-30",0,1,0,null,null,"BIOMED_ULIS",{"$error":"#NAME?"},{"$f":"IFERROR(\"Oui, à la ligne \" & MATCH(tableFévrier[[#This Row],[Fusion]],tableOctobre[Fusion],0)+1,\"Non trouvé\")","v":"Non trouvé"},null,1347,null,1347]
["EXALBUR07","Enregistreur réacteur uf albumine","U_SANS   PREVENTIF","Sans   préventif","MPS","AR","U440","AR",null,"2012-02-23",0,1,0,null,null,"BIOMED_ULIS",{"$error":"#NAME?"},{"$f":"IFERROR(\"Oui, à la ligne \" & MATCH(tableFévrier[[#This Row],[Fusion]],tableOctobre[Fusion],0)+1,\"Non trouvé\")","v":"Non trouvé"},null,1348,null,1348]
["ALBVSV51","Soupape de sécurité dépression ALBR005","U_SANS   PREVENTIF","Sans   préventif","MPS","AR","U440","AR",null,"2049-12-30",0,1,0,null,null,"BIOMED_ULIS",{"$error":"#NAME?"},{"$f":"IFERROR(\"Oui, à la ligne \" & MATCH(tableFévrier[[#This Row],[Fusion]],tableOctobre[Fusion],0)+1,\"Non trouvé\")","v":"Non trouvé"},null,1349,null,1349]
["ALBVSV61","Soupape de sécurité dépression ALBR006","U_SANS   PREVENTIF","Sans   préventif","MPS","AR","U440","AR",null,"2049-12-30",0,1,0,null,null,"BIOMED_ULIS",{"$error":"#NAME?"},{"$f":"IFERROR(\"Oui, à la ligne \" & MATCH(tableFévrier[[#This Row],[Fusion]],tableOctobre[Fusion],0)+1,\"Non trouvé\")","v":"Non trouvé"},null,1350,null,1350]
["BATAXERUE","Passerelle axe rue","U_SANS   PREVENTIF","Sans   préventif","MPS","AR","S244","AR",null,"2049-12-30",0,1,0,null,null,"BIOMED_ULIS",{"$error":"#NAME?"},{"$f":"IFERROR(\"Oui, à la ligne \" & MATCH(tableFévrier[[#This Row],[Fusion]],tableOctobre[Fusion],0)+1,\"Non trouvé\")","v":"Non trouvé"},null,1351,null,1351]
["BATCONTROL","Bâtiments des laboratoires de contrôle","U_SANS   PREVENTIF","Sans   préventif","MPS","AR","U235BATC","AR",null,"2049-12-30",0,1,0,null,null,"BIOMED_ULIS",{"$error":"#NAME?"},{"$f":"IFERROR(\"Oui, à la ligne \" & MATCH(tableFévrier[[#This Row],[Fusion]],tableOctobre[Fusion],0)+1,\"Non trouvé\")","v":"Non trouvé"},null,1352,null,1352]
["EXBATEXBAR01","Barrière auto. 6 mètres entrée livraison","U_SANS   PREVENTIF","Sans   préventif","MPS","AR","U235BATU","AR",null,"2049-12-30",0,1,0,null,null,"BIOMED_ULIS",{"$error":"#NAME?"},{"$f":"IFERROR(\"Oui, à la ligne \" & MATCH(tableFévrier[[#This Row],[Fusion]],tableOctobre[Fusion],0)+1,\"Non trouvé\")","v":"Non trouvé"},null,1353,null,1353]
["EXBATEXBAR02","Barrière auto. 4 mètres entrée livraison","U_SANS   PREVENTIF","Sans   préventif","MPS","AR","U235BATU","AR",null,"2049-12-30",0,1,0,null,null,"BIOMED_ULIS",{"$error":"#NAME?"},{"$f":"IFERROR(\"Oui, à la ligne \" & MATCH(tableFévrier[[#This Row],[Fusion]],tableOctobre[Fusion],0)+1,\"Non trouvé\")","v":"Non trouvé"},null,1354,null,1354]
["EXBATEXBAR03","Barrière auto. 4 mètres entrée parking","U_SANS   PREVENTIF","Sans   préventif","MPS","AR","U235BATU","AR",null,"2049-12-30",0,1,0,null,null,"BIOMED_ULIS",{"$error":"#NAME?"},{"$f":"IFERROR(\"Oui, à la ligne \" & MATCH(tableFévrier[[#This Row],[Fusion]],tableOctobre[Fusion],0)+1,\"Non trouvé\")","v":"Non trouvé"},null,1355,null,1355]
["EXBATEXBAR04","Barrière auto. 4 mètres sortie parking","U_SANS   PREVENTIF","Sans   préventif","MPS","AR","U235BATU","AR",null,"2049-12-30",0,1,0,null,null,"BIOMED_ULIS",{"$error":"#NAME?"},{"$f":"IFERROR(\"Oui, à la ligne \" & MATCH(tableFévrier[[#This Row],[Fusion]],tableOctobre[Fusion],0)+1,\"Non trouvé\")","v":"Non trouvé"},null,1356,null,1356]
["BATLOGISTIQUE","Bâtiment logistique","U_SANS   PREVENTIF","Sans   préventif","MPS","AR","S244","AR",null,"2049-12-30",0,1,0,null,null,"BIOMED_ULIS",{"$error":"#NAME?"},{"$f":"IFERROR(\"Oui, à la ligne \" & MATCH(tableFévrier[[#This Row],[Fusion]],tableOctobre[Fusion],0)+1,\"Non trouvé\")","v":"Non trouvé"},null,1357,null,1357]
["BATSIEGE","Bâtiments siège","U_SANS   PREVENTIF","Sans   préventif","MPS","AR","S244","AR",null,"2049-12-30",0,1,0,null,null,"BIOMED_ULIS",{"$error":"#NAME?"},{"$f":"IFERROR(\"Oui, à la ligne \" & MATCH(tableFévrier[[#This Row],[Fusion]],tableOctobre[Fusion],0)+1,\"Non trouvé\")","v":"Non trouvé"},null,1358,null,1358]
["BATUSINE","Bâtiments communs","U_SANS   PREVENTIF","Sans   préventif","MPS","AR","U235BATU","AR",null,"2049-12-30",0,1,0,null,null,"BIOMED_ULIS",{"$error":"#NAME?"},{"$f":"IFERROR(\"Oui, à la ligne \" & MATCH(tableFévrier[[#This Row],[Fusion]],tableOctobre[Fusion],0)+1,\"Non trouvé\")","v":"Non trouvé"},null,1359,null,1359]
["NEPCPV114","Vanne retour NEP canalisation ALBR004","U_SANS   PREVENTIF","Sans   préventif","MPS","AR","U236NEP","AR",null,"2049-12-30",0,1,0,null,null,"BIOMED_ULIS",{"$error":"#NAME?"},{"$f":"IFERROR(\"Oui, à la ligne \" & MATCH(tableFévrier[[#This Row],[Fusion]],tableOctobre[Fusion],0)+1,\"Non trouvé\")","v":"Non trouvé"},null,1360,null,1360]
["NEP01JBV326","Van. retour PLAT003/004 (ex CIPJBV326)","U_SANS   PREVENTIF","Sans   préventif","MPS","AR","U236NEP","AR",null,"2049-12-30",0,1,0,null,null,"BIOMED_ULIS",{"$error":"#NAME?"},{"$f":"IFERROR(\"Oui, à la ligne \" & MATCH(tableFévrier[[#This Row],[Fusion]],tableOctobre[Fusion],0)+1,\"Non trouvé\")","v":"Non trouvé"},null,1361,null,1361]
["NEP01JBV328","Vanne retour de PLATA (ex CIPJBV328)","U_SANS   PREVENTIF","Sans   préventif","MPS","AR","U236NEP","AR",null,"2049-12-30",0,1,0,null,null,"BIOMED_ULIS",{"$error":"#NAME?"},{"$f":"IFERROR(\"Oui, à la ligne \" & MATCH(tableFévrier[[#This Row],[Fusion]],tableOctobre[Fusion],0)+1,\"Non trouvé\")","v":"Non trouvé"},null,1362,null,1362]
["PLAPV311","Van. canal intro PLAT001  (ex CIPJDV311)","U_SANS   PREVENTIF","Sans   préventif","MPS","AR","U410","AR",null,"2049-12-30",0,1,0,null,null,"BIOMED_ULIS",{"$error":"#NAME?"},{"$f":"IFERROR(\"Oui, à la ligne \" & MATCH(tableFévrier[[#This Row],[Fusion]],tableOctobre[Fusion],0)+1,\"Non trouvé\")","v":"Non trouvé"},null,1363,null,1363]
["NEP01JDV331","Vanne intro  PLAT003 ( ex CIPJFDV331)","U_SANS   PREVENTIF","Sans   préventif","MPS","AR","U236NEP","AR",null,"2049-12-30",0,1,0,null,null,"BIOMED_ULIS",{"$error":"#NAME?"},{"$f":"IFERROR(\"Oui, à la ligne \" & MATCH(tableFévrier[[#This Row],[Fusion]],tableOctobre[Fusion],0)+1,\"Non trouvé\")","v":"Non trouvé"},null,1364,null,1364]
["NEP01JDV341","Vanne intro PLAT004 (ex CIPJDV341)","U_SANS   PREVENTIF","Sans   préventif","MPS","AR","U236NEP","AR",null,"2049-12-30",0,1,0,null,null,"BIOMED_ULIS",{"$error":"#NAME?"},{"$f":"IFERROR(\"Oui, à la ligne \" & MATCH(tableFévrier[[#This Row],[Fusion]],tableOctobre[Fusion],0)+1,\"Non trouvé\")","v":"Non trouvé"},null,1365,null,1365]
["CLEQUIP","Equip. spécif. coordination laboratoire","U_SANS   PREVENTIF","Sans   préventif","MPS","AR","U600","AR",null,"2049-12-30",0,1,0,null,null,"BIOMED_ULIS",{"$error":"#NAME?"},{"$f":"IFERROR(\"Oui, à la ligne \" & MATCH(tableFévrier[[#This Row],[Fusion]],tableOctobre[Fusion],0)+1,\"Non trouvé\")","v":"Non trouvé"},null,1366,null,1366]
["DE2R002","Réservoir refroidissement centri GAMC21","U_SANS   PREVENTIF","Sans   préventif","MPS","AR","U441","AR",null,"2049-12-30",0,1,0,null,null,"BIOMED_ULIS",{"$error":"#NAME?"},{"$f":"IFERROR(\"Oui, à la ligne \" & MATCH(tableFévrier[[#This Row],[Fusion]],tableOctobre[Fusion],0)+1,\"Non trouvé\")","v":"Non trouvé"},null,1367,null,1367]
["DECP01","Pompe refroidissement centri n°1","U_SANS   PREVENTIF","Sans   préventif","MPS","AR","U410","AR",null,"2049-12-30",0,1,0,null,null,"BIOMED_ULIS",{"$error":"#NAME?"},{"$f":"IFERROR(\"Oui, à la ligne \" & MATCH(tableFévrier[[#This Row],[Fusion]],tableOctobre[Fusion],0)+1,\"Non trouvé\")","v":"Non trouvé"},null,1368,null,1368]
["DECP02","Pompe refroidissement centri n°2","U_SANS   PREVENTIF","Sans   préventif","MPS","AR","U410","AR",null,"2049-12-30",0,1,0,null,null,"BIOMED_ULIS",{"$error":"#NAME?"},{"$f":"IFERROR(\"Oui, à la ligne \" & MATCH(tableFévrier[[#This Row],[Fusion]],tableOctobre[Fusion],0)+1,\"Non trouvé\")","v":"Non trouvé"},null,1369,null,1369]
["DEJDV01","Vanne entrée pompe échangeur DEHEX01","U_SANS   PREVENTIF","Sans   préventif","MPS","AR","U410","AR",null,"2049-12-30",0,1,0,null,null,"BIOMED_ULIS",{"$error":"#NAME?"},{"$f":"IFERROR(\"Oui, à la ligne \" & MATCH(tableFévrier[[#This Row],[Fusion]],tableOctobre[Fusion],0)+1,\"Non trouvé\")","v":"Non trouvé"},null,1370,null,1370]
["DEJDV02","Vanne entrée pompe échangeur DEHEX02","U_SANS   PREVENTIF","Sans   préventif","MPS","AR","U410","AR",null,"2049-12-30",0,1,0,null,null,"BIOMED_ULIS",{"$error":"#NAME?"},{"$f":"IFERROR(\"Oui, à la ligne \" & MATCH(tableFévrier[[#This Row],[Fusion]],tableOctobre[Fusion],0)+1,\"Non trouvé\")","v":"Non trouvé"},null,1371,null,1371]
["DET0001","Réservoir refroidissement centris plasma","U_SANS   PREVENTIF","Sans   préventif","MPS","AR","U410","AR",null,"2049-12-30",0,1,0,null,null,"BIOMED_ULIS",{"$error":"#NAME?"},{"$f":"IFERROR(\"Oui, à la ligne \" & MATCH(tableFévrier[[#This Row],[Fusion]],tableOctobre[Fusion],0)+1,\"Non trouvé\")","v":"Non trouvé"},null,1372,null,1372]
["ETHWAY","Réseau de communication inter automates","U_SANS   PREVENTIF","Sans   préventif","MPS","AR","U236","AR",null,"2049-12-30",0,1,0,null,null,"BIOMED_ULIS",{"$error":"#NAME?"},{"$f":"IFERROR(\"Oui, à la ligne \" & MATCH(tableFévrier[[#This Row],[Fusion]],tableOctobre[Fusion],0)+1,\"Non trouvé\")","v":"Non trouvé"},null,1373,null,1373]
["GAMARM102","Pupitre supervision gamma","U_SANS   PREVENTIF","Sans   préventif","MPS","AR","U441","AR",null,"2049-12-30",0,1,0,null,null,"BIOMED_ULIS",{"$error":"#NAME?"},{"$f":"IFERROR(\"Oui, à la ligne \" & MATCH(tableFévrier[[#This Row],[Fusion]],tableOctobre[Fusion],0)+1,\"Non trouvé\")","v":"Non trouvé"},null,1374,null,1374]
["GAMARM105","Armoire électrique uf gamma","U_SANS   PREVENTIF","Sans   préventif","MPS","AR","U441","AR",null,"2049-12-30",0,1,0,null,null,"BIOMED_ULIS",{"$error":"#NAME?"},{"$f":"IFERROR(\"Oui, à la ligne \" & MATCH(tableFévrier[[#This Row],[Fusion]],tableOctobre[Fusion],0)+1,\"Non trouvé\")","v":"Non trouvé"},null,1375,null,1375]
["GAMARM107","Coffret commande broyage","U_SANS   PREVENTIF","Sans   préventif","MPS","AR","U441","AR",null,"2049-12-30",0,1,0,null,null,"BIOMED_ULIS",{"$error":"#NAME?"},{"$f":"IFERROR(\"Oui, à la ligne \" & MATCH(tableFévrier[[#This Row],[Fusion]],tableOctobre[Fusion],0)+1,\"Non trouvé\")","v":"Non trouvé"},null,1376,null,1376]
["GAMARM12","Armoire électrique cuve tampons GAMCT12","U_SANS   PREVENTIF","Sans   préventif","MPS","AR","U441","AR",null,"2049-12-30",0,1,0,null,null,"BIOMED_ULIS",{"$error":"#NAME?"},{"$f":"IFERROR(\"Oui, à la ligne \" & MATCH(tableFévrier[[#This Row],[Fusion]],tableOctobre[Fusion],0)+1,\"Non trouvé\")","v":"Non trouvé"},null,1377,null,1377]
["GAMBROYAGE","Equipements atelier broyage gamma","U_SANS   PREVENTIF","Sans   préventif","MPS","AR","U441","AR",null,"2049-12-30",0,1,0,null,null,"BIOMED_ULIS",{"$error":"#NAME?"},{"$f":"IFERROR(\"Oui, à la ligne \" & MATCH(tableFévrier[[#This Row],[Fusion]],tableOctobre[Fusion],0)+1,\"Non trouvé\")","v":"Non trouvé"},null,1378,null,1378]
["GAMCG008","Hublot éclairant GAMR008","U_SANS   PREVENTIF","Sans   préventif","MPS","AR","U441","AR",null,"2049-12-30",0,1,0,null,null,"BIOMED_ULIS",{"$error":"#NAME?"},{"$f":"IFERROR(\"Oui, à la ligne \" & MATCH(tableFévrier[[#This Row],[Fusion]],tableOctobre[Fusion],0)+1,\"Non trouvé\")","v":"Non trouvé"},null,1379,null,1379]
["GAMCG009","Hublot éclairant GAMR009","U_SANS   PREVENTIF","Sans   préventif","MPS","AR","U441","AR",null,"2049-12-30",0,1,0,null,null,"BIOMED_ULIS",{"$error":"#NAME?"},{"$f":"IFERROR(\"Oui, à la ligne \" & MATCH(tableFévrier[[#This Row],[Fusion]],tableOctobre[Fusion],0)+1,\"Non trouvé\")","v":"Non trouvé"},null,1380,null,1380]
["GAMCG010","Hublot éclairant GAMR010","U_SANS   PREVENTIF","Sans   préventif","MPS","AR","U441","AR",null,"2049-12-30",0,1,0,null,null,"BIOMED_ULIS",{"$error":"#NAME?"},{"$f":"IFERROR(\"Oui, à la ligne \" & MATCH(tableFévrier[[#This Row],[Fusion]],tableOctobre[Fusion],0)+1,\"Non trouvé\")","v":"Non trouvé"},null,1381,null,1381]
["GAMEH12","Thermoplongeur cuve tampons GAMCT12","U_SANS   PREVENTIF","Sans   préventif","MPS","AR","U441","AR",null,"2049-12-30",0,1,0,null,null,"BIOMED_ULIS",{"$error":"#NAME?"},{"$f":"IFERROR(\"Oui, à la ligne \" & MATCH(tableFévrier[[#This Row],[Fusion]],tableOctobre[Fusion],0)+1,\"Non trouvé\")","v":"Non trouvé"},null,1382,null,1382]
["GAMHDV12","Vanne fond de cuve prépa tampons GAMCT12","U_SANS   PREVENTIF","Sans   préventif","MPS","AR","U441","AR",null,"2049-12-30",0,1,0,null,null,"BIOMED_ULIS",{"$error":"#NAME?"},{"$f":"IFERROR(\"Oui, à la ligne \" & MATCH(tableFévrier[[#This Row],[Fusion]],tableOctobre[Fusion],0)+1,\"Non trouvé\")","v":"Non trouvé"},null,1383,null,1383]
["EXGAMHDV160","Vanne isolement fond de cuve GAMR007","U_SANS   PREVENTIF","Sans   préventif","MPS","AR","U441","AR",null,"2049-12-30",0,1,0,null,null,"BIOMED_ULIS",{"$error":"#NAME?"},{"$f":"IFERROR(\"Oui, à la ligne \" & MATCH(tableFévrier[[#This Row],[Fusion]],tableOctobre[Fusion],0)+1,\"Non trouvé\")","v":"Non trouvé"},null,1384,null,1384]
["GAMHDV23","Vanne fond cuve GAMCT23","U_SANS   PREVENTIF","Sans   préventif","MPS","AR","U441","AR",null,"2049-12-30",0,1,0,null,null,"BIOMED_ULIS",{"$error":"#NAME?"},{"$f":"IFERROR(\"Oui, à la ligne \" & MATCH(tableFévrier[[#This Row],[Fusion]],tableOctobre[Fusion],0)+1,\"Non trouvé\")","v":"Non trouvé"},null,1385,null,1385]
["EXGAMHDV260","Vanne isolement fond de cuve GAMR008","U_SANS   PREVENTIF","Sans   préventif","MPS","AR","U441","AR",null,"2049-12-30",0,1,0,null,null,"BIOMED_ULIS",{"$error":"#NAME?"},{"$f":"IFERROR(\"Oui, à la ligne \" & MATCH(tableFévrier[[#This Row],[Fusion]],tableOctobre[Fusion],0)+1,\"Non trouvé\")","v":"Non trouvé"},null,1386,null,1386]
["EXGAMHDV360","Vanne isolement fond de cuve GAMR009","U_SANS   PREVENTIF","Sans   préventif","MPS","AR","U441","AR",null,"2049-12-30",0,1,0,null,null,"BIOMED_ULIS",{"$error":"#NAME?"},{"$f":"IFERROR(\"Oui, à la ligne \" & MATCH(tableFévrier[[#This Row],[Fusion]],tableOctobre[Fusion],0)+1,\"Non trouvé\")","v":"Non trouvé"},null,1387,null,1387]
["GAMHUB12","Hublot éclairant cuve tampons GAMCT12","U_SANS   PREVENTIF","Sans   préventif","MPS","AR","U441","AR",null,"2049-12-30",0,1,0,null,null,"BIOMED_ULIS",{"$error":"#NAME?"},{"$f":"IFERROR(\"Oui, à la ligne \" & MATCH(tableFévrier[[#This Row],[Fusion]],tableOctobre[Fusion],0)+1,\"Non trouvé\")","v":"Non trouvé"},null,1388,null,1388]
["EXGAMJGV158","Vanne intro produit cuve GAMR007","U_SANS   PREVENTIF","Sans   préventif","MPS","AR","U441","AR",null,"2049-12-30",0,1,0,null,null,"BIOMED_ULIS",{"$error":"#NAME?"},{"$f":"IFERROR(\"Oui, à la ligne \" & MATCH(tableFévrier[[#This Row],[Fusion]],tableOctobre[Fusion],0)+1,\"Non trouvé\")","v":"Non trouvé"},null,1389,null,1389]
["EXGAMJGV160","Vanne fond de cuve GAMR007","U_SANS   PREVENTIF","Sans   préventif","MPS","AR","U441","AR",null,"2049-12-30",0,1,0,null,null,"BIOMED_ULIS",{"$error":"#NAME?"},{"$f":"IFERROR(\"Oui, à la ligne \" & MATCH(tableFévrier[[#This Row],[Fusion]],tableOctobre[Fusion],0)+1,\"Non trouvé\")","v":"Non trouvé"},null,1390,null,1390]
["EXGAMJGV162","Vanne diverter isolement intro GAMR007","U_SANS   PREVENTIF","Sans   préventif","MPS","AR","U441","AR",null,"2049-12-30",0,1,0,null,null,"BIOMED_ULIS",{"$error":"#NAME?"},{"$f":"IFERROR(\"Oui, à la ligne \" & MATCH(tableFévrier[[#This Row],[Fusion]],tableOctobre[Fusion],0)+1,\"Non trouvé\")","v":"Non trouvé"},null,1391,null,1391]
["GAMJGV258","Vanne intro produit réacteur GAMR008","U_SANS   PREVENTIF","Sans   préventif","MPS","AR","U441","AR",null,"2049-12-30",0,1,0,null,null,"BIOMED_ULIS",{"$error":"#NAME?"},{"$f":"IFERROR(\"Oui, à la ligne \" & MATCH(tableFévrier[[#This Row],[Fusion]],tableOctobre[Fusion],0)+1,\"Non trouvé\")","v":"Non trouvé"},null,1392,null,1392]
["GAMJGV260","Vanne fond de cuve réacteur GAMR008","U_SANS   PREVENTIF","Sans   préventif","MPS","AR","U441","AR",null,"2049-12-30",0,1,0,null,null,"BIOMED_ULIS",{"$error":"#NAME?"},{"$f":"IFERROR(\"Oui, à la ligne \" & MATCH(tableFévrier[[#This Row],[Fusion]],tableOctobre[Fusion],0)+1,\"Non trouvé\")","v":"Non trouvé"},null,1393,null,1393]
["GAMJGV262","Vanne diverter isolement intro GAMR008","U_SANS   PREVENTIF","Sans   préventif","MPS","AR","U441","AR",null,"2049-12-30",0,1,0,null,null,"BIOMED_ULIS",{"$error":"#NAME?"},{"$f":"IFERROR(\"Oui, à la ligne \" & MATCH(tableFévrier[[#This Row],[Fusion]],tableOctobre[Fusion],0)+1,\"Non trouvé\")","v":"Non trouvé"},null,1394,null,1394]
["GAMJGV358","Vanne intro produit réacteur GAMR009","U_SANS   PREVENTIF","Sans   préventif","MPS","AR","U441","AR",null,"2049-12-30",0,1,0,null,null,"BIOMED_ULIS",{"$error":"#NAME?"},{"$f":"IFERROR(\"Oui, à la ligne \" & MATCH(tableFévrier[[#This Row],[Fusion]],tableOctobre[Fusion],0)+1,\"Non trouvé\")","v":"Non trouvé"},null,1395,null,1395]
["GAMJGV360","Vanne fond de cuve réacteur GAMR009","U_SANS   PREVENTIF","Sans   préventif","MPS","AR","U441","AR",null,"2049-12-30",0,1,0,null,null,"BIOMED_ULIS",{"$error":"#NAME?"},{"$f":"IFERROR(\"Oui, à la ligne \" & MATCH(tableFévrier[[#This Row],[Fusion]],tableOctobre[Fusion],0)+1,\"Non trouvé\")","v":"Non trouvé"},null,1396,null,1396]
["GAMJGV362","Vanne diverter isolement intro GAMR009","U_SANS   PREVENTIF","Sans   préventif","MPS","AR","U441","AR",null,"2049-12-30",0,1,0,null,null,"BIOMED_ULIS",{"$error":"#NAME?"},{"$f":"IFERROR(\"Oui, à la ligne \" & MATCH(tableFévrier[[#This Row],[Fusion]],tableOctobre[Fusion],0)+1,\"Non trouvé\")","v":"Non trouvé"},null,1397,null,1397]
["GAMJGV458","Vanne intro produit réacteur GAMR010","U_SANS   PREVENTIF","Sans   préventif","MPS","AR","U441","AR",null,"2049-12-30",0,1,0,null,null,"BIOMED_ULIS",{"$error":"#NAME?"},{"$f":"IFERROR(\"Oui, à la ligne \" & MATCH(tableFévrier[[#This Row],[Fusion]],tableOctobre[Fusion],0)+1,\"Non trouvé\")","v":"Non trouvé"},null,1398,null,1398]
["GAMJGV460","Vanne fond de cuve réacteur GAMR010","U_SANS   PREVENTIF","Sans   préventif","MPS","AR","U441","AR",null,"2049-12-30",0,1,0,null,null,"BIOMED_ULIS",{"$error":"#NAME?"},{"$f":"IFERROR(\"Oui, à la ligne \" & MATCH(tableFévrier[[#This Row],[Fusion]],tableOctobre[Fusion],0)+1,\"Non trouvé\")","v":"Non trouvé"},null,1399,null,1399]
["GAMJGV462","Vanne diverter isolement intro GAMR010","U_SANS   PREVENTIF","Sans   préventif","MPS","AR","U441","AR",null,"2049-12-30",0,1,0,null,null,"BIOMED_ULIS",{"$error":"#NAME?"},{"$f":"IFERROR(\"Oui, à la ligne \" & MATCH(tableFévrier[[#This Row],[Fusion]],tableOctobre[Fusion],0)+1,\"Non trouvé\")","v":"Non trouvé"},null,1400,null,1400]
["GAMLAVERIE","Equipements laverie gamma","U_SANS   PREVENTIF","Sans   préventif","MPS","AR","U441","AR",null,"2049-12-30",0,1,0,null,null,"BIOMED_ULIS",{"$error":"#NAME?"},{"$f":"IFERROR(\"Oui, à la ligne \" & MATCH(tableFévrier[[#This Row],[Fusion]],tableOctobre[Fusion],0)+1,\"Non trouvé\")","v":"Non trouvé"},null,1401,null,1401]
["GAMMBV360","Vanne évent GAMR009","U_SANS   PREVENTIF","Sans   préventif","MPS","AR","U441","AR",null,"2049-12-30",0,1,0,null,null,"BIOMED_ULIS",{"$error":"#NAME?"},{"$f":"IFERROR(\"Oui, à la ligne \" & MATCH(tableFévrier[[#This Row],[Fusion]],tableOctobre[Fusion],0)+1,\"Non trouvé\")","v":"Non trouvé"},null,1402,null,1402]
["GAMMBV460","Vanne évent GAMR010","U_SANS   PREVENTIF","Sans   préventif","MPS","AR","U441","AR",null,"2049-12-30",0,1,0,null,null,"BIOMED_ULIS",{"$error":"#NAME?"},{"$f":"IFERROR(\"Oui, à la ligne \" & MATCH(tableFévrier[[#This Row],[Fusion]],tableOctobre[Fusion],0)+1,\"Non trouvé\")","v":"Non trouvé"},null,1403,null,1403]
["GAMPC01","Supervision gamma","U_SANS   PREVENTIF","Sans   préventif","MPS","AR","U441","AR",null,"2049-12-30",0,1,0,null,null,"BIOMED_ULIS",{"$error":"#NAME?"},{"$f":"IFERROR(\"Oui, à la ligne \" & MATCH(tableFévrier[[#This Row],[Fusion]],tableOctobre[Fusion],0)+1,\"Non trouvé\")","v":"Non trouvé"},null,1404,null,1404]
["GAMPDV162","Vanne prise échantillon GAMR007","U_SANS   PREVENTIF","Sans   préventif","MPS","AR","U441","AR",null,"2049-12-30",0,1,0,null,null,"BIOMED_ULIS",{"$error":"#NAME?"},{"$f":"IFERROR(\"Oui, à la ligne \" & MATCH(tableFévrier[[#This Row],[Fusion]],tableOctobre[Fusion],0)+1,\"Non trouvé\")","v":"Non trouvé"},null,1405,null,1405]
["GAMPDV20","Vanne fond cuve GAMR20","U_SANS   PREVENTIF","Sans   préventif","MPS","AR","U441","AR",null,"2049-12-30",0,1,0,null,null,"BIOMED_ULIS",{"$error":"#NAME?"},{"$f":"IFERROR(\"Oui, à la ligne \" & MATCH(tableFévrier[[#This Row],[Fusion]],tableOctobre[Fusion],0)+1,\"Non trouvé\")","v":"Non trouvé"},null,1406,null,1406]
["GAMPDV21","Vanne fond cuve GAMCT21","U_SANS   PREVENTIF","Sans   préventif","MPS","AR","U441","AR",null,"2049-12-30",0,1,0,null,null,"BIOMED_ULIS",{"$error":"#NAME?"},{"$f":"IFERROR(\"Oui, à la ligne \" & MATCH(tableFévrier[[#This Row],[Fusion]],tableOctobre[Fusion],0)+1,\"Non trouvé\")","v":"Non trouvé"},null,1407,null,1407]
["GAMPDV22","Vanne fond cuve GAMCT22","U_SANS   PREVENTIF","Sans   préventif","MPS","AR","U441","AR",null,"2049-12-30",0,1,0,null,null,"BIOMED_ULIS",{"$error":"#NAME?"},{"$f":"IFERROR(\"Oui, à la ligne \" & MATCH(tableFévrier[[#This Row],[Fusion]],tableOctobre[Fusion],0)+1,\"Non trouvé\")","v":"Non trouvé"},null,1408,null,1408]
["GAMPDV262","Vanne prise échantillon GAMR008","U_SANS   PREVENTIF","Sans   préventif","MPS","AR","U441","AR",null,"2049-12-30",0,1,0,null,null,"BIOMED_ULIS",{"$error":"#NAME?"},{"$f":"IFERROR(\"Oui, à la ligne \" & MATCH(tableFévrier[[#This Row],[Fusion]],tableOctobre[Fusion],0)+1,\"Non trouvé\")","v":"Non trouvé"},null,1409,null,1409]
["GAMPDV362","Vanne prise échantillon GAMR009","U_SANS   PREVENTIF","Sans   préventif","MPS","AR","U441","AR",null,"2049-12-30",0,1,0,null,null,"BIOMED_ULIS",{"$f":"_xlfn.TEXTJOIN(\"\",TRUE,A1410:D1410,H1410,N1410)","v":{"$error":"#NAME?"}},{"$f":"IFERROR(\"Oui, à la ligne \" & MATCH(tableFévrier[[#This Row],[Fusion]],tableOctobre[Fusion],0)+1,\"Non trouvé\")","v":"Non trouvé"},null,1410,null,1410]
["GAMPDV462","Vanne prise échantillon GAMR010","U_SANS   PREVENTIF","Sans   préventif","MPS","AR","U441","AR",null,"2049-12-30",0,1,0,null,null,"BIOMED_ULIS",{"$error":"#NAME?"},{"$f":"IFERROR(\"Oui, à la ligne \" & MATCH(tableFévrier[[#This Row],[Fusion]],tableOctobre[Fusion],0)+1,\"Non trouvé\")","v":"Non trouvé"},null,1411,null,1411]
["EXGAMPEPS","Equipements atelier trait pepsique gamma","U_SANS   PREVENTIF","Sans   préventif","MPS","AR","U441","AR",null,"2049-12-30",0,1,0,null,null,"BIOMED_ULIS",{"$error":"#NAME?"},{"$f":"IFERROR(\"Oui, à la ligne \" & MATCH(tableFévrier[[#This Row],[Fusion]],tableOctobre[Fusion],0)+1,\"Non trouvé\")","v":"Non trouvé"},null,1412,null,1412]
["GAMPI12","Indicateur pression cuve tampons GAMCT12","U_SANS   PREVENTIF","Sans   préventif","MPS","AR","U441","AR",null,"2049-12-30",0,1,0,null,null,"BIOMED_ULIS",{"$error":"#NAME?"},{"$f":"IFERROR(\"Oui, à la ligne \" & MATCH(tableFévrier[[#This Row],[Fusion]],tableOctobre[Fusion],0)+1,\"Non trouvé\")","v":"Non trouvé"},null,1413,null,1413]
["EXGAMPLC04","Automate traitement pepsique gamma","U_SANS   PREVENTIF","Sans   préventif","MPS","AR","U441","AR",null,"2049-12-30",0,1,0,null,null,"BIOMED_ULIS",{"$error":"#NAME?"},{"$f":"IFERROR(\"Oui, à la ligne \" & MATCH(tableFévrier[[#This Row],[Fusion]],tableOctobre[Fusion],0)+1,\"Non trouvé\")","v":"Non trouvé"},null,1414,null,1414]
["GAMPSV12","Soupape de sécurité cuve tampons GAMCT12","U_SANS   PREVENTIF","Sans   préventif","MPS","AR","U441","AR",null,"2049-12-30",0,1,0,null,null,"BIOMED_ULIS",{"$error":"#NAME?"},{"$f":"IFERROR(\"Oui, à la ligne \" & MATCH(tableFévrier[[#This Row],[Fusion]],tableOctobre[Fusion],0)+1,\"Non trouvé\")","v":"Non trouvé"},null,1415,null,1415]
["GAMPV01","Vanne pilotée entrée GAMPP21","U_SANS   PREVENTIF","Sans   préventif","MPS","DEF","U441","11U",null,"2049-12-28",0,1,0,null,null,"BIOMED_ULIS",{"$error":"#NAME?"},{"$f":"IFERROR(\"Oui, à la ligne \" & MATCH(tableFévrier[[#This Row],[Fusion]],tableOctobre[Fusion],0)+1,\"Non trouvé\")","v":"Non trouvé"},null,1416,null,1416]
["GAMPV02","Vanne pilotée entrée GAMPP22","U_SANS   PREVENTIF","Sans   préventif","MPS","DEF","U441","11U",null,"2049-12-28",0,1,0,null,null,"BIOMED_ULIS",{"$error":"#NAME?"},{"$f":"IFERROR(\"Oui, à la ligne \" & MATCH(tableFévrier[[#This Row],[Fusion]],tableOctobre[Fusion],0)+1,\"Non trouvé\")","v":"Non trouvé"},null,1417,null,1417]
["EXGAMSVM07","Agitateur réacteur n°7 gamma","U_SANS   PREVENTIF","Sans   préventif","MPS","AR","U441","AR",null,"2049-12-30",0,1,0,null,null,"BIOMED_ULIS",{"$error":"#NAME?"},{"$f":"IFERROR(\"Oui, à la ligne \" & MATCH(tableFévrier[[#This Row],[Fusion]],tableOctobre[Fusion],0)+1,\"Non trouvé\")","v":"Non trouvé"},null,1418,null,1418]
["GAMSVM09","Agitateur réacteur n°9 gamma","U_SANS   PREVENTIF","Sans   préventif","MPS","AR","U441","AR",null,"2049-12-30",0,1,0,null,null,"BIOMED_ULIS",{"$error":"#NAME?"},{"$f":"IFERROR(\"Oui, à la ligne \" & MATCH(tableFévrier[[#This Row],[Fusion]],tableOctobre[Fusion],0)+1,\"Non trouvé\")","v":"Non trouvé"},null,1419,null,1419]
["GAMSVM10","Agitateur réacteur n°10 gamma","U_SANS   PREVENTIF","Sans   préventif","MPS","AR","U441","AR",null,"2049-12-30",0,1,0,null,null,"BIOMED_ULIS",{"$error":"#NAME?"},{"$f":"IFERROR(\"Oui, à la ligne \" & MATCH(tableFévrier[[#This Row],[Fusion]],tableOctobre[Fusion],0)+1,\"Non trouvé\")","v":"Non trouvé"},null,1420,null,1420]
["GAMSVM12","Agitateur magnét. cuve tampons GAMCT12","U_SANS   PREVENTIF","Sans   préventif","MPS","AR","U441","AR",null,"2049-12-30",0,1,0,null,null,"BIOMED_ULIS",{"$error":"#NAME?"},{"$f":"IFERROR(\"Oui, à la ligne \" & MATCH(tableFévrier[[#This Row],[Fusion]],tableOctobre[Fusion],0)+1,\"Non trouvé\")","v":"Non trouvé"},null,1421,null,1421]
["GAMSVM21","Agitateur réacteur CAMCT21","U_SANS   PREVENTIF","Sans   préventif","MPS","AR","U441","AR",null,"2049-12-30",0,1,0,null,null,"BIOMED_ULIS",{"$error":"#NAME?"},{"$f":"IFERROR(\"Oui, à la ligne \" & MATCH(tableFévrier[[#This Row],[Fusion]],tableOctobre[Fusion],0)+1,\"Non trouvé\")","v":"Non trouvé"},null,1422,null,1422]
["GAMSVM23","Agitateur cuve CAMCT23","U_SANS   PREVENTIF","Sans   préventif","MPS","AR","U441","AR",null,"2049-12-30",0,1,0,null,null,"BIOMED_ULIS",{"$error":"#NAME?"},{"$f":"IFERROR(\"Oui, à la ligne \" & MATCH(tableFévrier[[#This Row],[Fusion]],tableOctobre[Fusion],0)+1,\"Non trouvé\")","v":"Non trouvé"},null,1423,null,1423]
["GAMTAMPON","Unité de préparation et envoi tampons","U_SANS   PREVENTIF","Sans   préventif","MPS","AR","U441","AR",null,"2049-12-30",0,1,0,null,null,"BIOMED_ULIS",{"$error":"#NAME?"},{"$f":"IFERROR(\"Oui, à la ligne \" & MATCH(tableFévrier[[#This Row],[Fusion]],tableOctobre[Fusion],0)+1,\"Non trouvé\")","v":"Non trouvé"},null,1424,null,1424]
["GAMUR01","Enregistreur centrifugeuses Gamma","U_SANS   PREVENTIF","Sans   préventif","MPS","AR","U441","AR",null,"2049-12-30",0,1,0,null,null,"BIOMED_ULIS",{"$error":"#NAME?"},{"$f":"IFERROR(\"Oui, à la ligne \" & MATCH(tableFévrier[[#This Row],[Fusion]],tableOctobre[Fusion],0)+1,\"Non trouvé\")","v":"Non trouvé"},null,1425,null,1425]
["EXGAMUR07","Enregistreur réacteur gamma n°7","U_SANS   PREVENTIF","Sans   préventif","MPS","AR","U441","AR",null,"2049-12-30",0,1,0,null,null,"BIOMED_ULIS",{"$error":"#NAME?"},{"$f":"IFERROR(\"Oui, à la ligne \" & MATCH(tableFévrier[[#This Row],[Fusion]],tableOctobre[Fusion],0)+1,\"Non trouvé\")","v":"Non trouvé"},null,1426,null,1426]
["EXGAMUR08","Enregistreur réacteur gamma n°8","U_SANS   PREVENTIF","Sans   préventif","MPS","AR","U441","AR",null,"2049-12-30",0,1,0,null,null,"BIOMED_ULIS",{"$error":"#NAME?"},{"$f":"IFERROR(\"Oui, à la ligne \" & MATCH(tableFévrier[[#This Row],[Fusion]],tableOctobre[Fusion],0)+1,\"Non trouvé\")","v":"Non trouvé"},null,1427,null,1427]
["EXGAMUR09","Enregistreur réacteur gamma n°9","U_SANS   PREVENTIF","Sans   préventif","MPS","AR","U441","AR",null,"2049-12-30",0,1,0,null,null,"BIOMED_ULIS",{"$error":"#NAME?"},{"$f":"IFERROR(\"Oui, à la ligne \" & MATCH(tableFévrier[[#This Row],[Fusion]],tableOctobre[Fusion],0)+1,\"Non trouvé\")","v":"Non trouvé"},null,1428,null,1428]
["EXGAMUR10","Enregistreur réacteur gamma n°10","U_SANS   PREVENTIF","Sans   préventif","MPS","AR","U441","AR",null,"2049-12-30",0,1,0,null,null,"BIOMED_ULIS",{"$error":"#NAME?"},{"$f":"IFERROR(\"Oui, à la ligne \" & MATCH(tableFévrier[[#This Row],[Fusion]],tableOctobre[Fusion],0)+1,\"Non trouvé\")","v":"Non trouvé"},null,1429,null,1429]
["HSOP001","Pompe 1 acide sulfurique neut. effluents NEP","U_SANS   PREVENTIF","Sans   préventif","MPS","AR","U236NEP","AR",null,"2049-12-30",0,1,0,null,null,"BIOMED_ULIS",{"$error":"#NAME?"},{"$f":"IFERROR(\"Oui, à la ligne \" & MATCH(tableFévrier[[#This Row],[Fusion]],tableOctobre[Fusion],0)+1,\"Non trouvé\")","v":"Non trouvé"},null,1430,null,1430]
["HSOP002","Pompe 2 acide sulfurique neut. fosse CIP","U_SANS   PREVENTIF","Sans   préventif","MPS","AR","U236NEP","AR",null,"2049-12-30",0,1,0,null,null,"BIOMED_ULIS",{"$error":"#NAME?"},{"$f":"IFERROR(\"Oui, à la ligne \" & MATCH(tableFévrier[[#This Row],[Fusion]],tableOctobre[Fusion],0)+1,\"Non trouvé\")","v":"Non trouvé"},null,1431,null,1431]
["HSOR001","Cuve acide sulfurique neutralisation NEP","U_SANS   PREVENTIF","Sans   préventif","MPS","AR","U236NEP","AR",null,"2049-12-30",0,1,0,null,null,"BIOMED_ULIS",{"$error":"#NAME?"},{"$f":"IFERROR(\"Oui, à la ligne \" & MATCH(tableFévrier[[#This Row],[Fusion]],tableOctobre[Fusion],0)+1,\"Non trouvé\")","v":"Non trouvé"},null,1432,null,1432]
["HSW08","Eau chaude caloporteur fondoir plasma","U_SANS   PREVENTIF","Sans   préventif","MPS","AR","U410","AR",null,"2049-12-30",0,1,0,null,null,"BIOMED_ULIS",{"$error":"#NAME?"},{"$f":"IFERROR(\"Oui, à la ligne \" & MATCH(tableFévrier[[#This Row],[Fusion]],tableOctobre[Fusion],0)+1,\"Non trouvé\")","v":"Non trouvé"},null,1433,null,1433]
["EXPLAARM01","Armoire électrique décongélation plasma","U_SANS   PREVENTIF","Sans   préventif","MPS","AR","U410","AR",null,"2049-12-30",0,1,0,null,null,"BIOMED_ULIS",{"$error":"#NAME?"},{"$f":"IFERROR(\"Oui, à la ligne \" & MATCH(tableFévrier[[#This Row],[Fusion]],tableOctobre[Fusion],0)+1,\"Non trouvé\")","v":"Non trouvé"},null,1434,null,1434]
["EXPLAARM03","Armoire électrique broyage plasma","U_SANS   PREVENTIF","Sans   préventif","MPS","AR","U410","AR",null,"2049-12-30",0,1,0,null,null,"BIOMED_ULIS",{"$error":"#NAME?"},{"$f":"IFERROR(\"Oui, à la ligne \" & MATCH(tableFévrier[[#This Row],[Fusion]],tableOctobre[Fusion],0)+1,\"Non trouvé\")","v":"Non trouvé"},null,1435,null,1435]
["EXPLAARM04","Pupitre atelier centrifugation plasma","U_SANS   PREVENTIF","Sans   préventif","MPS","AR","U410","AR",null,"2049-12-30",0,1,0,null,null,"BIOMED_ULIS",{"$error":"#NAME?"},{"$f":"IFERROR(\"Oui, à la ligne \" & MATCH(tableFévrier[[#This Row],[Fusion]],tableOctobre[Fusion],0)+1,\"Non trouvé\")","v":"Non trouvé"},null,1436,null,1436]
["EXPLAARM05","Armoire élec. bac ultra sons PLAUS01","U_SANS   PREVENTIF","Sans   préventif","MPS","AR","U410","AR",null,"2049-12-30",0,1,0,null,null,"BIOMED_ULIS",{"$error":"#NAME?"},{"$f":"IFERROR(\"Oui, à la ligne \" & MATCH(tableFévrier[[#This Row],[Fusion]],tableOctobre[Fusion],0)+1,\"Non trouvé\")","v":"Non trouvé"},null,1437,null,1437]
["PLABROYAGE","Equipements broyage plasma","U_SANS   PREVENTIF","Sans   préventif","MPS","AR","U410","AR",null,"2049-12-30",0,1,0,null,null,"BIOMED_ULIS",{"$error":"#NAME?"},{"$f":"IFERROR(\"Oui, à la ligne \" & MATCH(tableFévrier[[#This Row],[Fusion]],tableOctobre[Fusion],0)+1,\"Non trouvé\")","v":"Non trouvé"},null,1438,null,1438]
["PLADECONG","Equipements décongélation plasma","U_SANS   PREVENTIF","Sans   préventif","MPS","AR","U410","AR",null,"2049-12-30",0,1,0,null,null,"BIOMED_ULIS",{"$error":"#NAME?"},{"$f":"IFERROR(\"Oui, à la ligne \" & MATCH(tableFévrier[[#This Row],[Fusion]],tableOctobre[Fusion],0)+1,\"Non trouvé\")","v":"Non trouvé"},null,1439,null,1439]
["EXPLAF00","Filtre sortie PLAPP01","U_SANS   PREVENTIF","Sans   préventif","MPS","AR","U410","AR",null,"2049-12-30",0,1,0,null,null,"BIOMED_ULIS",{"$error":"#NAME?"},{"$f":"IFERROR(\"Oui, à la ligne \" & MATCH(tableFévrier[[#This Row],[Fusion]],tableOctobre[Fusion],0)+1,\"Non trouvé\")","v":"Non trouvé"},null,1440,null,1440]
["PLAFCS01","Débitmètre massique entrée PLAC01","U_SANS   PREVENTIF","Sans   préventif","MPS","AR","U410","AR",null,"2049-12-30",0,1,0,null,null,"BIOMED_ULIS",{"$error":"#NAME?"},{"$f":"IFERROR(\"Oui, à la ligne \" & MATCH(tableFévrier[[#This Row],[Fusion]],tableOctobre[Fusion],0)+1,\"Non trouvé\")","v":"Non trouvé"},null,1441,null,1441]
["PLAFCS02","Débitmètre massique entrée PLAC02","U_SANS   PREVENTIF","Sans   préventif","MPS","AR","U410","AR",null,"2049-12-30",0,1,0,null,null,"BIOMED_ULIS",{"$error":"#NAME?"},{"$f":"IFERROR(\"Oui, à la ligne \" & MATCH(tableFévrier[[#This Row],[Fusion]],tableOctobre[Fusion],0)+1,\"Non trouvé\")","v":"Non trouvé"},null,1442,null,1442]
["PLAFCS03","Débimètre massique entrée fc","U_SANS   PREVENTIF","Sans   préventif","MPS","AR","U410","AR",null,"2049-12-30",0,1,0,null,null,"BIOMED_ULIS",{"$error":"#NAME?"},{"$f":"IFERROR(\"Oui, à la ligne \" & MATCH(tableFévrier[[#This Row],[Fusion]],tableOctobre[Fusion],0)+1,\"Non trouvé\")","v":"Non trouvé"},null,1443,null,1443]
["PLAHDV00","Vanne manuelle de sortie PLAR000","U_SANS   PREVENTIF","Sans   préventif","MPS","AR","U410","AR",null,"2049-12-30",0,1,0,null,null,"BIOMED_ULIS",{"$error":"#NAME?"},{"$f":"IFERROR(\"Oui, à la ligne \" & MATCH(tableFévrier[[#This Row],[Fusion]],tableOctobre[Fusion],0)+1,\"Non trouvé\")","v":"Non trouvé"},null,1444,null,1444]
["PLAJDV01","Vanne by-pass débimètre entrée centri","U_SANS   PREVENTIF","Sans   préventif","MPS","AR","U410","AR",null,"2049-12-30",0,1,0,null,null,"BIOMED_ULIS",{"$error":"#NAME?"},{"$f":"IFERROR(\"Oui, à la ligne \" & MATCH(tableFévrier[[#This Row],[Fusion]],tableOctobre[Fusion],0)+1,\"Non trouvé\")","v":"Non trouvé"},null,1445,null,1445]
["PLAJDV02","Vanne en T intro vidange bols","U_SANS   PREVENTIF","Sans   préventif","MPS","AR","U410","AR",null,"2049-12-30",0,1,0,null,null,"BIOMED_ULIS",{"$error":"#NAME?"},{"$f":"IFERROR(\"Oui, à la ligne \" & MATCH(tableFévrier[[#This Row],[Fusion]],tableOctobre[Fusion],0)+1,\"Non trouvé\")","v":"Non trouvé"},null,1446,null,1446]
["EXPLAJDV04","Vanne introduction plasma centri n°1","U_SANS   PREVENTIF","Sans   préventif","MPS","AR","U410","AR",null,"2049-12-30",0,1,0,null,null,"BIOMED_ULIS",{"$error":"#NAME?"},{"$f":"IFERROR(\"Oui, à la ligne \" & MATCH(tableFévrier[[#This Row],[Fusion]],tableOctobre[Fusion],0)+1,\"Non trouvé\")","v":"Non trouvé"},null,1447,null,1447]
["EXPLAJDV05","Vanne introduction plasma centri n°2","U_SANS   PREVENTIF","Sans   préventif","MPS","AR","U410","AR",null,"3000-01-01",0,1,0,null,null,"BIOMED_ULIS",{"$error":"#NAME?"},{"$f":"IFERROR(\"Oui, à la ligne \" & MATCH(tableFévrier[[#This Row],[Fusion]],tableOctobre[Fusion],0)+1,\"Non trouvé\")","v":"Non trouvé"},null,1448,null,1448]
["PLAJDV06","Vanne intro produit PLAT003","U_SANS   PREVENTIF","Sans   préventif","MPS","AR","U410","AR",null,"2049-12-30",0,1,0,null,null,"BIOMED_ULIS",{"$error":"#NAME?"},{"$f":"IFERROR(\"Oui, à la ligne \" & MATCH(tableFévrier[[#This Row],[Fusion]],tableOctobre[Fusion],0)+1,\"Non trouvé\")","v":"Non trouvé"},null,1449,null,1449]
["PLAJDV07","Vanne intro produit PLAT004","U_SANS   PREVENTIF","Sans   préventif","MPS","AR","U410","AR",null,"2049-12-30",0,1,0,null,null,"BIOMED_ULIS",{"$error":"#NAME?"},{"$f":"IFERROR(\"Oui, à la ligne \" & MATCH(tableFévrier[[#This Row],[Fusion]],tableOctobre[Fusion],0)+1,\"Non trouvé\")","v":"Non trouvé"},null,1450,null,1450]
["PLAJDV08","Vanne de soutirage PLAT003","U_SANS   PREVENTIF","Sans   préventif","MPS","AR","U410","AR",null,"2049-12-30",0,1,0,null,null,"BIOMED_ULIS",{"$error":"#NAME?"},{"$f":"IFERROR(\"Oui, à la ligne \" & MATCH(tableFévrier[[#This Row],[Fusion]],tableOctobre[Fusion],0)+1,\"Non trouvé\")","v":"Non trouvé"},null,1451,null,1451]
["PLAJDV09","Vanne de soutirage PLAT004","U_SANS   PREVENTIF","Sans   préventif","MPS","AR","U410","AR",null,"2049-12-30",0,1,0,null,null,"BIOMED_ULIS",{"$error":"#NAME?"},{"$f":"IFERROR(\"Oui, à la ligne \" & MATCH(tableFévrier[[#This Row],[Fusion]],tableOctobre[Fusion],0)+1,\"Non trouvé\")","v":"Non trouvé"},null,1452,null,1452]
["PLAJDV11","Vanne fond de cuve PLAT001","U_SANS   PREVENTIF","Sans   préventif","MPS","AR","U410","AR",null,"2049-12-30",0,1,0,null,null,"BIOMED_ULIS",{"$error":"#NAME?"},{"$f":"IFERROR(\"Oui, à la ligne \" & MATCH(tableFévrier[[#This Row],[Fusion]],tableOctobre[Fusion],0)+1,\"Non trouvé\")","v":"Non trouvé"},null,1453,null,1453]
["PLAJDV12","Vanne d'isolement sortie PLAC01","U_SANS   PREVENTIF","Sans   préventif","MPS","AR","U410","AR","89 202,00","3000-01-01",0,1,0,null,null,"BIOMED_ULIS",{"$error":"#NAME?"},{"$f":"IFERROR(\"Oui, à la ligne \" & MATCH(tableFévrier[[#This Row],[Fusion]],tableOctobre[Fusion],0)+1,\"Non trouvé\")","v":"Non trouvé"},null,1454,null,1454]
["PLAJDV13","Vanne d'isolement sortie PLAC02","U_SANS   PREVENTIF","Sans   préventif","MPS","AR","U410","AR",null,"2049-12-30",0,1,0,null,null,"BIOMED_ULIS",{"$error":"#NAME?"},{"$f":"IFERROR(\"Oui, à la ligne \" & MATCH(tableFévrier[[#This Row],[Fusion]],tableOctobre[Fusion],0)+1,\"Non trouvé\")","v":"Non trouvé"},null,1455,null,1455]
["PLAJDV31","Vanne fond de cuve PLAT003","U_SANS   PREVENTIF","Sans   préventif","MPS","AR","U410","AR",null,"2049-12-30",0,1,0,null,null,"BIOMED_ULIS",{"$error":"#NAME?"},{"$f":"IFERROR(\"Oui, à la ligne \" & MATCH(tableFévrier[[#This Row],[Fusion]],tableOctobre[Fusion],0)+1,\"Non trouvé\")","v":"Non trouvé"},null,1456,null,1456]
["PLAJDV41","Vanne fond de cuve PLAT004","U_SANS   PREVENTIF","Sans   préventif","MPS","AR","U410","AR",null,"2049-12-30",0,1,0,null,null,"BIOMED_ULIS",{"$error":"#NAME?"},{"$f":"IFERROR(\"Oui, à la ligne \" & MATCH(tableFévrier[[#This Row],[Fusion]],tableOctobre[Fusion],0)+1,\"Non trouvé\")","v":"Non trouvé"},null,1457,null,1457]
["PLALAVERIE","Equipements laverie plasma","U_SANS   PREVENTIF","Sans   préventif","MPS","AR","U410","AR",null,"2049-12-30",0,1,0,null,null,"BIOMED_ULIS",{"$error":"#NAME?"},{"$f":"IFERROR(\"Oui, à la ligne \" & MATCH(tableFévrier[[#This Row],[Fusion]],tableOctobre[Fusion],0)+1,\"Non trouvé\")","v":"Non trouvé"},null,1458,null,1458]
["EXPLAPLC02","Automate machine à peler les poches","U_SANS   PREVENTIF","Sans   préventif","MPS","AR","U410","AR",null,"2049-12-30",0,1,0,null,null,"BIOMED_ULIS",{"$error":"#NAME?"},{"$f":"IFERROR(\"Oui, à la ligne \" & MATCH(tableFévrier[[#This Row],[Fusion]],tableOctobre[Fusion],0)+1,\"Non trouvé\")","v":"Non trouvé"},null,1459,null,1459]
["PLAPP08","Pompe prélèvement cuve PLAT004","U_SANS   PREVENTIF","Sans   préventif","MPS","AR","U410","AR",null,"2049-12-30",0,1,0,null,null,"BIOMED_ULIS",{"$error":"#NAME?"},{"$f":"IFERROR(\"Oui, à la ligne \" & MATCH(tableFévrier[[#This Row],[Fusion]],tableOctobre[Fusion],0)+1,\"Non trouvé\")","v":"Non trouvé"},null,1460,null,1460]
["PLASVM00","Moto réducteur broyeur plasma","U_SANS   PREVENTIF","Sans   préventif","MPS","AR","U410","AR",null,"2049-12-30",0,1,0,null,null,"BIOMED_ULIS",{"$error":"#NAME?"},{"$f":"IFERROR(\"Oui, à la ligne \" & MATCH(tableFévrier[[#This Row],[Fusion]],tableOctobre[Fusion],0)+1,\"Non trouvé\")","v":"Non trouvé"},null,1461,null,1461]
["PLASVM01","Agitateur fondoir plasma","U_SANS   PREVENTIF","Sans   préventif","MPS","AR","U410","AR",null,"2049-12-30",0,1,0,null,null,"BIOMED_ULIS",{"$error":"#NAME?"},{"$f":"IFERROR(\"Oui, à la ligne \" & MATCH(tableFévrier[[#This Row],[Fusion]],tableOctobre[Fusion],0)+1,\"Non trouvé\")","v":"Non trouvé"},null,1462,null,1462]
["EXPLATE01","Sonde de température sortie fondoir","U_SANS   PREVENTIF","Sans   préventif","MPS","AR","U410","AR",null,"2049-12-30",0,1,0,null,null,"BIOMED_ULIS",{"$error":"#NAME?"},{"$f":"IFERROR(\"Oui, à la ligne \" & MATCH(tableFévrier[[#This Row],[Fusion]],tableOctobre[Fusion],0)+1,\"Non trouvé\")","v":"Non trouvé"},null,1463,null,1463]
["WE2HV02","Vanne contre-pression circuit GAMC22","U_SANS   PREVENTIF","Sans   préventif","MPS","AR","U441","AR",null,"2049-12-30",0,1,0,null,null,"BIOMED_ULIS",{"$error":"#NAME?"},{"$f":"IFERROR(\"Oui, à la ligne \" & MATCH(tableFévrier[[#This Row],[Fusion]],tableOctobre[Fusion],0)+1,\"Non trouvé\")","v":"Non trouvé"},null,1464,null,1464]
["WE2HV04","Vanne circuit GAMC22 entrée WE2TD","U_SANS   PREVENTIF","Sans   préventif","MPS","AR","U441","AR",null,"2049-12-30",0,1,0,null,null,"BIOMED_ULIS",{"$error":"#NAME?"},{"$f":"IFERROR(\"Oui, à la ligne \" & MATCH(tableFévrier[[#This Row],[Fusion]],tableOctobre[Fusion],0)+1,\"Non trouvé\")","v":"Non trouvé"},null,1465,null,1465]
["WE2PV01","Vanne by pass CIP GAMC21","U_SANS   PREVENTIF","Sans   préventif","MPS","AR","U441","AR",null,"2049-12-30",0,1,0,null,null,"BIOMED_ULIS",{"$error":"#NAME?"},{"$f":"IFERROR(\"Oui, à la ligne \" & MATCH(tableFévrier[[#This Row],[Fusion]],tableOctobre[Fusion],0)+1,\"Non trouvé\")","v":"Non trouvé"},null,1466,null,1466]
["WE2PV02","Vanne by pass CIP GAMC22","U_SANS   PREVENTIF","Sans   préventif","MPS","AR","U441","AR",null,"2049-12-30",0,1,0,null,null,"BIOMED_ULIS",{"$error":"#NAME?"},{"$f":"IFERROR(\"Oui, à la ligne \" & MATCH(tableFévrier[[#This Row],[Fusion]],tableOctobre[Fusion],0)+1,\"Non trouvé\")","v":"Non trouvé"},null,1467,null,1467]
["WECG01","Viseur sortie pompe WECP01","U_SANS   PREVENTIF","Sans   préventif","MPS","AR","U410","AR",null,"2049-12-30",0,1,0,null,null,"BIOMED_ULIS",{"$error":"#NAME?"},{"$f":"IFERROR(\"Oui, à la ligne \" & MATCH(tableFévrier[[#This Row],[Fusion]],tableOctobre[Fusion],0)+1,\"Non trouvé\")","v":"Non trouvé"},null,1468,null,1468]
["WECP01","Pompe rejet refroidissement centris plas","U_SANS   PREVENTIF","Sans   préventif","MPS","AR","U410","AR",null,"2049-12-30",0,1,0,null,null,"BIOMED_ULIS",{"$error":"#NAME?"},{"$f":"IFERROR(\"Oui, à la ligne \" & MATCH(tableFévrier[[#This Row],[Fusion]],tableOctobre[Fusion],0)+1,\"Non trouvé\")","v":"Non trouvé"},null,1469,null,1469]
["WEHBV09","Vanne manuelle sortie pompe WECP01","U_SANS   PREVENTIF","Sans   préventif","MPS","AR","U410","AR",null,"2049-12-30",0,1,0,null,null,"BIOMED_ULIS",{"$error":"#NAME?"},{"$f":"IFERROR(\"Oui, à la ligne \" & MATCH(tableFévrier[[#This Row],[Fusion]],tableOctobre[Fusion],0)+1,\"Non trouvé\")","v":"Non trouvé"},null,1470,null,1470]
["WEJDV03","Vanne entrée pompe rejet centris plasma","U_SANS   PREVENTIF","Sans   préventif","MPS","AR","U410","AR",null,"2049-12-30",0,1,0,null,null,"BIOMED_ULIS",{"$error":"#NAME?"},{"$f":"IFERROR(\"Oui, à la ligne \" & MATCH(tableFévrier[[#This Row],[Fusion]],tableOctobre[Fusion],0)+1,\"Non trouvé\")","v":"Non trouvé"},null,1471,null,1471]
["WFIEDV03","Vanne pilotée ALBR72 entre échang sbd106","U_SANS   PREVENTIF","Sans   préventif","MPS","AR","U236WFI","AR",null,"2049-12-30",0,1,0,null,null,"BIOMED_ULIS",{"$error":"#NAME?"},{"$f":"IFERROR(\"Oui, à la ligne \" & MATCH(tableFévrier[[#This Row],[Fusion]],tableOctobre[Fusion],0)+1,\"Non trouvé\")","v":"Non trouvé"},null,1472,null,1472]
["WFIEH201","Réchauffeur retour boucle 2","U_SANS   PREVENTIF","Sans   préventif","MPS","AR","U236WFI","AR",null,"2049-12-30",0,1,0,null,null,"BIOMED_ULIS",{"$error":"#NAME?"},{"$f":"IFERROR(\"Oui, à la ligne \" & MATCH(tableFévrier[[#This Row],[Fusion]],tableOctobre[Fusion],0)+1,\"Non trouvé\")","v":"Non trouvé"},null,1473,null,1473]
["EXWFIFCS01","Débimètre sbd106 (partiel)","U_SANS   PREVENTIF","Sans   préventif","MPS","AR","U236WFI","AR",null,"2049-12-30",0,1,0,null,null,"BIOMED_ULIS",{"$f":"_xlfn.TEXTJOIN(\"\",TRUE,A1474:D1474,H1474,N1474)","v":{"$error":"#NAME?"}},{"$f":"IFERROR(\"Oui, à la ligne \" & MATCH(tableFévrier[[#This Row],[Fusion]],tableOctobre[Fusion],0)+1,\"Non trouvé\")","v":"Non trouvé"},null,1474,null,1474]
["EXWFIFCS02","Débimètre soutirage sbd106 sur NACR07","U_SANS   PREVENTIF","Sans   préventif","MPS","AR","U236WFI","AR",null,"2049-12-30",0,1,0,null,null,"BIOMED_ULIS",{"$error":"#NAME?"},{"$f":"IFERROR(\"Oui, à la ligne \" & MATCH(tableFévrier[[#This Row],[Fusion]],tableOctobre[Fusion],0)+1,\"Non trouvé\")","v":"Non trouvé"},null,1475,null,1475]
["EXWFIFCS04","Débitmètre WFISBD107","U_SANS   PREVENTIF","Sans   préventif","MPS","AR","U236WFI","AR",null,"2049-12-30",0,1,0,null,null,"BIOMED_ULIS",{"$error":"#NAME?"},{"$f":"IFERROR(\"Oui, à la ligne \" & MATCH(tableFévrier[[#This Row],[Fusion]],tableOctobre[Fusion],0)+1,\"Non trouvé\")","v":"Non trouvé"},null,1476,null,1476]
["EXWFIFCS07","Débimètre s/boucle décong. WFISBD101","U_SANS   PREVENTIF","Sans   préventif","MPS","AR","U236WFI","AR","26 745,00","3000-01-01",0,1,0,null,null,"BIOMED_ULIS",{"$error":"#NAME?"},{"$f":"IFERROR(\"Oui, à la ligne \" & MATCH(tableFévrier[[#This Row],[Fusion]],tableOctobre[Fusion],0)+1,\"Non trouvé\")","v":"Non trouvé"},null,1477,null,1477]
["EXWFIFCS08","Débitmètre atelier préparation tampons","U_SANS   PREVENTIF","Sans   préventif","MPS","AR","U236WFI","AR",null,"2049-12-30",0,1,0,null,null,"BIOMED_ULIS",{"$error":"#NAME?"},{"$f":"IFERROR(\"Oui, à la ligne \" & MATCH(tableFévrier[[#This Row],[Fusion]],tableOctobre[Fusion],0)+1,\"Non trouvé\")","v":"Non trouvé"},null,1478,null,1478]
["EXWFIFCS52","Débitmètre SBD202","U_SANS   PREVENTIF","Sans   préventif","MPS","AR","U236WFI","AR",null,"2049-12-30",0,1,0,null,null,"BIOMED_ULIS",{"$error":"#NAME?"},{"$f":"IFERROR(\"Oui, à la ligne \" & MATCH(tableFévrier[[#This Row],[Fusion]],tableOctobre[Fusion],0)+1,\"Non trouvé\")","v":"Non trouvé"},null,1479,null,1479]
["EXWFIFCS54","Débitmètre soutirage 8RC101","U_SANS   PREVENTIF","Sans   préventif","MPS","AR","U236WFI","AR",null,"2049-12-30",0,1,0,null,null,"BIOMED_ULIS",{"$error":"#NAME?"},{"$f":"IFERROR(\"Oui, à la ligne \" & MATCH(tableFévrier[[#This Row],[Fusion]],tableOctobre[Fusion],0)+1,\"Non trouvé\")","v":"Non trouvé"},null,1480,null,1480]
["EXWFIFCS55","Débitmètre soutirage 8RC103","U_SANS   PREVENTIF","Sans   préventif","MPS","AR","U236WFI","AR",null,"2049-12-30",0,1,0,null,null,"BIOMED_ULIS",{"$error":"#NAME?"},{"$f":"IFERROR(\"Oui, à la ligne \" & MATCH(tableFévrier[[#This Row],[Fusion]],tableOctobre[Fusion],0)+1,\"Non trouvé\")","v":"Non trouvé"},null,1481,null,1481]
["EXWFIFCS58","Débitmètre traitement pepsique","U_SANS   PREVENTIF","Sans   préventif","MPS","AR","U236WFI","AR",null,"2049-12-30",0,1,0,null,null,"BIOMED_ULIS",{"$error":"#NAME?"},{"$f":"IFERROR(\"Oui, à la ligne \" & MATCH(tableFévrier[[#This Row],[Fusion]],tableOctobre[Fusion],0)+1,\"Non trouvé\")","v":"Non trouvé"},null,1482,null,1482]
["WFIHDV03","Vanne perte de charge sbd106","U_SANS   PREVENTIF","Sans   préventif","MPS","AR","U236WFI","AR",null,"2049-12-30",0,1,0,null,null,"BIOMED_ULIS",{"$error":"#NAME?"},{"$f":"IFERROR(\"Oui, à la ligne \" & MATCH(tableFévrier[[#This Row],[Fusion]],tableOctobre[Fusion],0)+1,\"Non trouvé\")","v":"Non trouvé"},null,1483,null,1483]
["WFIHDV04","Vanne barrage aller sbd106","U_SANS   PREVENTIF","Sans   préventif","MPS","AR","U236WFI","AR",null,"2049-12-30",0,1,0,null,null,"BIOMED_ULIS",{"$error":"#NAME?"},{"$f":"IFERROR(\"Oui, à la ligne \" & MATCH(tableFévrier[[#This Row],[Fusion]],tableOctobre[Fusion],0)+1,\"Non trouvé\")","v":"Non trouvé"},null,1484,null,1484]
["WFIHDV05","Vanne barrage retour sbd106","U_SANS   PREVENTIF","Sans   préventif","MPS","AR","U236WFI","AR",null,"2049-12-30",0,1,0,null,null,"BIOMED_ULIS",{"$error":"#NAME?"},{"$f":"IFERROR(\"Oui, à la ligne \" & MATCH(tableFévrier[[#This Row],[Fusion]],tableOctobre[Fusion],0)+1,\"Non trouvé\")","v":"Non trouvé"},null,1485,null,1485]
["WFIHDV08","Vanne manuelle barrage retour WFISBD207","U_SANS   PREVENTIF","Sans   préventif","MPS","AR","U236WFI","AR",null,"2049-12-30",0,1,0,null,null,"BIOMED_ULIS",{"$error":"#NAME?"},{"$f":"IFERROR(\"Oui, à la ligne \" & MATCH(tableFévrier[[#This Row],[Fusion]],tableOctobre[Fusion],0)+1,\"Non trouvé\")","v":"Non trouvé"},null,1486,null,1486]
["WFIHDV09","Vanne perte de charge WFISBD207","U_SANS   PREVENTIF","Sans   préventif","MPS","AR","U236WFI","AR",null,"2049-12-30",0,1,0,null,null,"BIOMED_ULIS",{"$error":"#NAME?"},{"$f":"IFERROR(\"Oui, à la ligne \" & MATCH(tableFévrier[[#This Row],[Fusion]],tableOctobre[Fusion],0)+1,\"Non trouvé\")","v":"Non trouvé"},null,1487,null,1487]
["WFIHDV104","Vanne barrage retour boucle n°1","U_SANS   PREVENTIF","Sans   préventif","MPS","AR","U236WFI","AR",null,"2049-12-30",0,1,0,null,null,"BIOMED_ULIS",{"$error":"#NAME?"},{"$f":"IFERROR(\"Oui, à la ligne \" & MATCH(tableFévrier[[#This Row],[Fusion]],tableOctobre[Fusion],0)+1,\"Non trouvé\")","v":"Non trouvé"},null,1488,null,1488]
["WFIHDV106","Vanne réglage débit sortie WFIEDV03","U_SANS   PREVENTIF","Sans   préventif","MPS","AR","U236WFI","AR",null,"2049-12-30",0,1,0,null,null,"BIOMED_ULIS",{"$error":"#NAME?"},{"$f":"IFERROR(\"Oui, à la ligne \" & MATCH(tableFévrier[[#This Row],[Fusion]],tableOctobre[Fusion],0)+1,\"Non trouvé\")","v":"Non trouvé"},null,1489,null,1489]
["WFIHDV12","Vanne manuelle barrage aller WFISBD207","U_SANS   PREVENTIF","Sans   préventif","MPS","AR","U236WFI","AR",null,"2049-12-30",0,1,0,null,null,"BIOMED_ULIS",{"$error":"#NAME?"},{"$f":"IFERROR(\"Oui, à la ligne \" & MATCH(tableFévrier[[#This Row],[Fusion]],tableOctobre[Fusion],0)+1,\"Non trouvé\")","v":"Non trouvé"},null,1490,null,1490]
["WFIHDV156","Vanne manuelle de soutirage 8RC35","U_SANS   PREVENTIF","Sans   préventif","MPS","AR","U236WFI","AR",null,"2049-12-30",0,1,0,null,null,"BIOMED_ULIS",{"$error":"#NAME?"},{"$f":"IFERROR(\"Oui, à la ligne \" & MATCH(tableFévrier[[#This Row],[Fusion]],tableOctobre[Fusion],0)+1,\"Non trouvé\")","v":"Non trouvé"},null,1491,null,1491]
["WFIHDV157","Vanne manuelle de soutirage 8RC40 SBD103","U_SANS   PREVENTIF","Sans   préventif","MPS","AR","U236WFI","AR",null,"2049-12-30",0,1,0,null,null,"BIOMED_ULIS",{"$error":"#NAME?"},{"$f":"IFERROR(\"Oui, à la ligne \" & MATCH(tableFévrier[[#This Row],[Fusion]],tableOctobre[Fusion],0)+1,\"Non trouvé\")","v":"Non trouvé"},null,1492,null,1492]
["WFIHDV19","Vanne perte de charge WFISBD101","U_SANS   PREVENTIF","Sans   préventif","MPS","AR","U236WFI","AR",null,"2049-12-30",0,1,0,null,null,"BIOMED_ULIS",{"$error":"#NAME?"},{"$f":"IFERROR(\"Oui, à la ligne \" & MATCH(tableFévrier[[#This Row],[Fusion]],tableOctobre[Fusion],0)+1,\"Non trouvé\")","v":"Non trouvé"},null,1493,null,1493]
["WFIHDV20","Vanne réglage débit sbd101","U_SANS   PREVENTIF","Sans   préventif","MPS","AR","U236WFI","AR",null,"2049-12-30",0,1,0,null,null,"BIOMED_ULIS",{"$error":"#NAME?"},{"$f":"IFERROR(\"Oui, à la ligne \" & MATCH(tableFévrier[[#This Row],[Fusion]],tableOctobre[Fusion],0)+1,\"Non trouvé\")","v":"Non trouvé"},null,1494,null,1494]
["WFIHDV204","Vanne barrage retour boucle n°2","U_SANS   PREVENTIF","Sans   préventif","MPS","AR","U236WFI","AR",null,"2049-12-30",0,1,0,null,null,"BIOMED_ULIS",{"$error":"#NAME?"},{"$f":"IFERROR(\"Oui, à la ligne \" & MATCH(tableFévrier[[#This Row],[Fusion]],tableOctobre[Fusion],0)+1,\"Non trouvé\")","v":"Non trouvé"},null,1495,null,1495]
["EXWFIHDV205","Vanne manu. prise échan. retour WFIBD02","U_SANS   PREVENTIF","Sans   préventif","MPS","AR","U236WFI","AR",null,"2049-12-30",0,1,0,null,null,"BIOMED_ULIS",{"$error":"#NAME?"},{"$f":"IFERROR(\"Oui, à la ligne \" & MATCH(tableFévrier[[#This Row],[Fusion]],tableOctobre[Fusion],0)+1,\"Non trouvé\")","v":"Non trouvé"},null,1496,null,1496]
["WFIHDV21","Vanne prise échantillon WFISBD101","U_SANS   PREVENTIF","Sans   préventif","MPS","AR","U236WFI","AR",null,"2049-12-30",0,1,0,null,null,"BIOMED_ULIS",{"$error":"#NAME?"},{"$f":"IFERROR(\"Oui, à la ligne \" & MATCH(tableFévrier[[#This Row],[Fusion]],tableOctobre[Fusion],0)+1,\"Non trouvé\")","v":"Non trouvé"},null,1497,null,1497]
["WFIHDV23","Vanne manuelle soutirage centri plasma","U_SANS   PREVENTIF","Sans   préventif","MPS","AR","U236WFI","AR",null,"2049-12-30",0,1,0,null,null,"BIOMED_ULIS",{"$error":"#NAME?"},{"$f":"IFERROR(\"Oui, à la ligne \" & MATCH(tableFévrier[[#This Row],[Fusion]],tableOctobre[Fusion],0)+1,\"Non trouvé\")","v":"Non trouvé"},null,1498,null,1498]
["WFIHDV24","Vanne barrage aller sbd101","U_SANS   PREVENTIF","Sans   préventif","MPS","AR","U236WFI","AR",null,"2049-12-30",0,1,0,null,null,"BIOMED_ULIS",{"$error":"#NAME?"},{"$f":"IFERROR(\"Oui, à la ligne \" & MATCH(tableFévrier[[#This Row],[Fusion]],tableOctobre[Fusion],0)+1,\"Non trouvé\")","v":"Non trouvé"},null,1499,null,1499]
["WFIHDV25","Vanne barrage retour sbd101","U_SANS   PREVENTIF","Sans   préventif","MPS","AR","U236WFI","AR",null,"2049-12-30",0,1,0,null,null,"BIOMED_ULIS",{"$error":"#NAME?"},{"$f":"IFERROR(\"Oui, à la ligne \" & MATCH(tableFévrier[[#This Row],[Fusion]],tableOctobre[Fusion],0)+1,\"Non trouvé\")","v":"Non trouvé"},null,1500,null,1500]
["WFIHDV26","Vanne perte de charge WFISBD103","U_SANS   PREVENTIF","Sans   préventif","MPS","AR","U236WFI","AR",null,"2049-12-30",0,1,0,null,null,"BIOMED_ULIS",{"$error":"#NAME?"},{"$f":"IFERROR(\"Oui, à la ligne \" & MATCH(tableFévrier[[#This Row],[Fusion]],tableOctobre[Fusion],0)+1,\"Non trouvé\")","v":"Non trouvé"},null,1501,null,1501]
["WFIHDV27","Vanne barrage aller WFISBD103","U_SANS   PREVENTIF","Sans   préventif","MPS","AR","U236WFI","AR",null,"2049-12-30",0,1,0,null,null,"BIOMED_ULIS",{"$error":"#NAME?"},{"$f":"IFERROR(\"Oui, à la ligne \" & MATCH(tableFévrier[[#This Row],[Fusion]],tableOctobre[Fusion],0)+1,\"Non trouvé\")","v":"Non trouvé"},null,1502,null,1502]
["WFIHDV28","Vanne barrage retour WFISBD103","U_SANS   PREVENTIF","Sans   préventif","MPS","AR","U236WFI","AR",null,"2049-12-30",0,1,0,null,null,"BIOMED_ULIS",{"$error":"#NAME?"},{"$f":"IFERROR(\"Oui, à la ligne \" & MATCH(tableFévrier[[#This Row],[Fusion]],tableOctobre[Fusion],0)+1,\"Non trouvé\")","v":"Non trouvé"},null,1503,null,1503]
["WFIHDV29","Vanne réglage débit WFISBD103","U_SANS   PREVENTIF","Sans   préventif","MPS","AR","U236WFI","AR",null,"2049-12-30",0,1,0,null,null,"BIOMED_ULIS",{"$error":"#NAME?"},{"$f":"IFERROR(\"Oui, à la ligne \" & MATCH(tableFévrier[[#This Row],[Fusion]],tableOctobre[Fusion],0)+1,\"Non trouvé\")","v":"Non trouvé"},null,1504,null,1504]
["WFIHDV30","Vanne prise échantillon WFISBD103","U_SANS   PREVENTIF","Sans   préventif","MPS","AR","U236WFI","AR",null,"2049-12-30",0,1,0,null,null,"BIOMED_ULIS",{"$error":"#NAME?"},{"$f":"IFERROR(\"Oui, à la ligne \" & MATCH(tableFévrier[[#This Row],[Fusion]],tableOctobre[Fusion],0)+1,\"Non trouvé\")","v":"Non trouvé"},null,1505,null,1505]
["EXWFIHDV32","Vanne barrage aller sbd102","U_SANS   PREVENTIF","Sans   préventif","MPS","AR","U236WFI","AR",null,"2049-12-30",0,1,0,null,null,"BIOMED_ULIS",{"$error":"#NAME?"},{"$f":"IFERROR(\"Oui, à la ligne \" & MATCH(tableFévrier[[#This Row],[Fusion]],tableOctobre[Fusion],0)+1,\"Non trouvé\")","v":"Non trouvé"},null,1506,null,1506]
["EXWFIHDV33","Vanne barrage retour sbd102","U_SANS   PREVENTIF","Sans   préventif","MPS","AR","U236WFI","AR",null,"2049-12-30",0,1,0,null,null,"BIOMED_ULIS",{"$error":"#NAME?"},{"$f":"IFERROR(\"Oui, à la ligne \" & MATCH(tableFévrier[[#This Row],[Fusion]],tableOctobre[Fusion],0)+1,\"Non trouvé\")","v":"Non trouvé"},null,1507,null,1507]
["WFIHDV34","Vanne réglage débit sbd106","U_SANS   PREVENTIF","Sans   préventif","MPS","AR","U236WFI","AR",null,"2049-12-30",0,1,0,null,null,"BIOMED_ULIS",{"$error":"#NAME?"},{"$f":"IFERROR(\"Oui, à la ligne \" & MATCH(tableFévrier[[#This Row],[Fusion]],tableOctobre[Fusion],0)+1,\"Non trouvé\")","v":"Non trouvé"},null,1508,null,1508]
["WFIHDV35","Vanne prise échantillon sbd106","U_SANS   PREVENTIF","Sans   préventif","MPS","AR","U236WFI","AR",null,"2049-12-30",0,1,0,null,null,"BIOMED_ULIS",{"$error":"#NAME?"},{"$f":"IFERROR(\"Oui, à la ligne \" & MATCH(tableFévrier[[#This Row],[Fusion]],tableOctobre[Fusion],0)+1,\"Non trouvé\")","v":"Non trouvé"},null,1509,null,1509]
["EXWFIHDV45","Vanne réglage débit WFISBD107","U_SANS   PREVENTIF","Sans   préventif","MPS","AR","U236WFI","AR",null,"2049-12-30",0,1,0,null,null,"BIOMED_ULIS",{"$error":"#NAME?"},{"$f":"IFERROR(\"Oui, à la ligne \" & MATCH(tableFévrier[[#This Row],[Fusion]],tableOctobre[Fusion],0)+1,\"Non trouvé\")","v":"Non trouvé"},null,1510,null,1510]
["EXWFIHDV46","Vanne prise échantillon WFISBD107","U_SANS   PREVENTIF","Sans   préventif","MPS","AR","U236WFI","AR",null,"2049-12-30",0,1,0,null,null,"BIOMED_ULIS",{"$error":"#NAME?"},{"$f":"IFERROR(\"Oui, à la ligne \" & MATCH(tableFévrier[[#This Row],[Fusion]],tableOctobre[Fusion],0)+1,\"Non trouvé\")","v":"Non trouvé"},null,1511,null,1511]
["WFIHDV51","Vanne perte de charge WFISBD202","U_SANS   PREVENTIF","Sans   préventif","MPS","AR","U236WFI","AR",null,"2049-12-30",0,1,0,null,null,"BIOMED_ULIS",{"$error":"#NAME?"},{"$f":"IFERROR(\"Oui, à la ligne \" & MATCH(tableFévrier[[#This Row],[Fusion]],tableOctobre[Fusion],0)+1,\"Non trouvé\")","v":"Non trouvé"},null,1512,null,1512]
["WFIHDV52","Vanne barrage aller WFISBD202","U_SANS   PREVENTIF","Sans   préventif","MPS","AR","U236WFI","AR",null,"2049-12-30",0,1,0,null,null,"BIOMED_ULIS",{"$error":"#NAME?"},{"$f":"IFERROR(\"Oui, à la ligne \" & MATCH(tableFévrier[[#This Row],[Fusion]],tableOctobre[Fusion],0)+1,\"Non trouvé\")","v":"Non trouvé"},null,1513,null,1513]
["WFIHDV53","Vanne barrage retour Vanne barrage retour WFISBD202","U_SANS   PREVENTIF","Sans   préventif","MPS","AR","U236WFI","AR",null,"2049-12-30",0,1,0,null,null,"BIOMED_ULIS",{"$error":"#NAME?"},{"$f":"IFERROR(\"Oui, à la ligne \" & MATCH(tableFévrier[[#This Row],[Fusion]],tableOctobre[Fusion],0)+1,\"Non trouvé\")","v":"Non trouvé"},null,1514,null,1514]
["WFIHDV57","Vanne barrage aller WFISBD203","U_SANS   PREVENTIF","Sans   préventif","MPS","AR","U236WFI","AR",null,"2049-12-30",0,1,0,null,null,"BIOMED_ULIS",{"$error":"#NAME?"},{"$f":"IFERROR(\"Oui, à la ligne \" & MATCH(tableFévrier[[#This Row],[Fusion]],tableOctobre[Fusion],0)+1,\"Non trouvé\")","v":"Non trouvé"},null,1515,null,1515]
["WFIHDV58","Vanne barrage retour WFISBD203","U_SANS   PREVENTIF","Sans   préventif","MPS","AR","U236WFI","AR",null,"2049-12-30",0,1,0,null,null,"BIOMED_ULIS",{"$error":"#NAME?"},{"$f":"IFERROR(\"Oui, à la ligne \" & MATCH(tableFévrier[[#This Row],[Fusion]],tableOctobre[Fusion],0)+1,\"Non trouvé\")","v":"Non trouvé"},null,1516,null,1516]
["WFIHDV59","Vanne perte de charge sbd204","U_SANS   PREVENTIF","Sans   préventif","MPS","AR","U236WFI","AR",null,"2049-12-30",0,1,0,null,null,"BIOMED_ULIS",{"$error":"#NAME?"},{"$f":"IFERROR(\"Oui, à la ligne \" & MATCH(tableFévrier[[#This Row],[Fusion]],tableOctobre[Fusion],0)+1,\"Non trouvé\")","v":"Non trouvé"},null,1517,null,1517]
["WFIHDV60","Vanne barrage aller sbd204","U_SANS   PREVENTIF","Sans   préventif","MPS","AR","U236WFI","AR",null,"2049-12-30",0,1,0,null,null,"BIOMED_ULIS",{"$error":"#NAME?"},{"$f":"IFERROR(\"Oui, à la ligne \" & MATCH(tableFévrier[[#This Row],[Fusion]],tableOctobre[Fusion],0)+1,\"Non trouvé\")","v":"Non trouvé"},null,1518,null,1518]
["WFIHDV61","Vanne barrage retour sbd204","U_SANS   PREVENTIF","Sans   préventif","MPS","AR","U236WFI","AR",null,"2049-12-30",0,1,0,null,null,"BIOMED_ULIS",{"$error":"#NAME?"},{"$f":"IFERROR(\"Oui, à la ligne \" & MATCH(tableFévrier[[#This Row],[Fusion]],tableOctobre[Fusion],0)+1,\"Non trouvé\")","v":"Non trouvé"},null,1519,null,1519]
["EXWFIHDV62","Vanne perte charge soutirage 8RC101","U_SANS   PREVENTIF","Sans   préventif","MPS","AR","U236WFI","AR",null,"2049-12-30",0,1,0,null,null,"BIOMED_ULIS",{"$error":"#NAME?"},{"$f":"IFERROR(\"Oui, à la ligne \" & MATCH(tableFévrier[[#This Row],[Fusion]],tableOctobre[Fusion],0)+1,\"Non trouvé\")","v":"Non trouvé"},null,1520,null,1520]
["EXWFIHDV63","Vanne perte charge soutirage 8RC103","U_SANS   PREVENTIF","Sans   préventif","MPS","AR","U236WFI","AR",null,"2049-12-30",0,1,0,null,null,"BIOMED_ULIS",{"$error":"#NAME?"},{"$f":"IFERROR(\"Oui, à la ligne \" & MATCH(tableFévrier[[#This Row],[Fusion]],tableOctobre[Fusion],0)+1,\"Non trouvé\")","v":"Non trouvé"},null,1521,null,1521]
["WFIHDV73","Vanne de réglage Débit SBD202","U_SANS   PREVENTIF","Sans   préventif","MPS","AR","U236WFI","AR",null,"2049-12-30",0,1,0,null,null,"BIOMED_ULIS",{"$error":"#NAME?"},{"$f":"IFERROR(\"Oui, à la ligne \" & MATCH(tableFévrier[[#This Row],[Fusion]],tableOctobre[Fusion],0)+1,\"Non trouvé\")","v":"Non trouvé"},null,1522,null,1522]
["WFIHDV74","Vanne de prise échantillon SBD202","U_SANS   PREVENTIF","Sans   préventif","MPS","AR","U236WFI","AR",null,"2049-12-30",0,1,0,null,null,"BIOMED_ULIS",{"$error":"#NAME?"},{"$f":"IFERROR(\"Oui, à la ligne \" & MATCH(tableFévrier[[#This Row],[Fusion]],tableOctobre[Fusion],0)+1,\"Non trouvé\")","v":"Non trouvé"},null,1523,null,1523]
["WFIHDV79","Vanne de réglage Débit SBD204","U_SANS   PREVENTIF","Sans   préventif","MPS","AR","U236WFI","AR",null,"2049-12-30",0,1,0,null,null,"BIOMED_ULIS",{"$error":"#NAME?"},{"$f":"IFERROR(\"Oui, à la ligne \" & MATCH(tableFévrier[[#This Row],[Fusion]],tableOctobre[Fusion],0)+1,\"Non trouvé\")","v":"Non trouvé"},null,1524,null,1524]
["EXWFIHDV80","Vanne perte charge trait. pepsiqu 8RC104","U_SANS   PREVENTIF","Sans   préventif","MPS","AR","U236WFI","AR",null,"2049-12-30",0,1,0,null,null,"BIOMED_ULIS",{"$error":"#NAME?"},{"$f":"IFERROR(\"Oui, à la ligne \" & MATCH(tableFévrier[[#This Row],[Fusion]],tableOctobre[Fusion],0)+1,\"Non trouvé\")","v":"Non trouvé"},null,1525,null,1525]
["WFIHDV81","Vanne de prise échantillon SBD204","U_SANS   PREVENTIF","Sans   préventif","MPS","AR","U236WFI","AR",null,"2049-12-30",0,1,0,null,null,"BIOMED_ULIS",{"$error":"#NAME?"},{"$f":"IFERROR(\"Oui, à la ligne \" & MATCH(tableFévrier[[#This Row],[Fusion]],tableOctobre[Fusion],0)+1,\"Non trouvé\")","v":"Non trouvé"},null,1526,null,1526]
["EXWFIJDV102","Vanne pilotée prise échan. retour b. n°1","U_SANS   PREVENTIF","Sans   préventif","MPS","AR","U236WFI","AR",null,"2049-12-30",0,1,0,null,null,"BIOMED_ULIS",{"$error":"#NAME?"},{"$f":"IFERROR(\"Oui, à la ligne \" & MATCH(tableFévrier[[#This Row],[Fusion]],tableOctobre[Fusion],0)+1,\"Non trouvé\")","v":"Non trouvé"},null,1527,null,1527]
["WFIJDV103","Vanne contre pression retour boucle n°1","U_SANS   PREVENTIF","Sans   préventif","MPS","AR","U236WFI","AR",null,"2049-12-30",0,1,0,null,null,"BIOMED_ULIS",{"$error":"#NAME?"},{"$f":"IFERROR(\"Oui, à la ligne \" & MATCH(tableFévrier[[#This Row],[Fusion]],tableOctobre[Fusion],0)+1,\"Non trouvé\")","v":"Non trouvé"},null,1528,null,1528]
["WFIJDV104","Vanne retour bâche boucle n°1","U_SANS   PREVENTIF","Sans   préventif","MPS","AR","U236WFI","AR",null,"2049-12-30",0,1,0,null,null,"BIOMED_ULIS",{"$error":"#NAME?"},{"$f":"IFERROR(\"Oui, à la ligne \" & MATCH(tableFévrier[[#This Row],[Fusion]],tableOctobre[Fusion],0)+1,\"Non trouvé\")","v":"Non trouvé"},null,1529,null,1529]
["WFIJDV105","Vanne mise à l'égout retour boucle n°1","U_SANS   PREVENTIF","Sans   préventif","MPS","AR","U236WFI","AR",null,"2049-12-30",0,1,0,null,null,"BIOMED_ULIS",{"$error":"#NAME?"},{"$f":"IFERROR(\"Oui, à la ligne \" & MATCH(tableFévrier[[#This Row],[Fusion]],tableOctobre[Fusion],0)+1,\"Non trouvé\")","v":"Non trouvé"},null,1530,null,1530]
["WFIJDV126","Vanne de mise à l'égout WFISBD103","U_SANS   PREVENTIF","Sans   préventif","MPS","AR","U236WFI","AR",null,"2049-12-30",0,1,0,null,null,"BIOMED_ULIS",{"$error":"#NAME?"},{"$f":"IFERROR(\"Oui, à la ligne \" & MATCH(tableFévrier[[#This Row],[Fusion]],tableOctobre[Fusion],0)+1,\"Non trouvé\")","v":"Non trouvé"},null,1531,null,1531]
["EXWFIJDV202","Vanne pilotée prise échan. retour b. n°2","U_SANS   PREVENTIF","Sans   préventif","MPS","AR","U236WFI","AR",null,"2049-12-30",0,1,0,null,null,"BIOMED_ULIS",{"$error":"#NAME?"},{"$f":"IFERROR(\"Oui, à la ligne \" & MATCH(tableFévrier[[#This Row],[Fusion]],tableOctobre[Fusion],0)+1,\"Non trouvé\")","v":"Non trouvé"},null,1532,null,1532]
["WFIJDV203","Vanne contre pression retour boucle n°2","U_SANS   PREVENTIF","Sans   préventif","MPS","AR","U236WFI","AR",null,"2049-12-30",0,1,0,null,null,"BIOMED_ULIS",{"$error":"#NAME?"},{"$f":"IFERROR(\"Oui, à la ligne \" & MATCH(tableFévrier[[#This Row],[Fusion]],tableOctobre[Fusion],0)+1,\"Non trouvé\")","v":"Non trouvé"},null,1533,null,1533]
["WFIJDV204","Vanne retour bâche boucle n°2","U_SANS   PREVENTIF","Sans   préventif","MPS","AR","U236WFI","AR",null,"2049-12-30",0,1,0,null,null,"BIOMED_ULIS",{"$error":"#NAME?"},{"$f":"IFERROR(\"Oui, à la ligne \" & MATCH(tableFévrier[[#This Row],[Fusion]],tableOctobre[Fusion],0)+1,\"Non trouvé\")","v":"Non trouvé"},null,1534,null,1534]
["WFIJDV205","Vanne mise à l'égout retour boucle n°2","U_SANS   PREVENTIF","Sans   préventif","MPS","AR","U236WFI","AR",null,"2049-12-30",0,1,0,null,null,"BIOMED_ULIS",{"$error":"#NAME?"},{"$f":"IFERROR(\"Oui, à la ligne \" & MATCH(tableFévrier[[#This Row],[Fusion]],tableOctobre[Fusion],0)+1,\"Non trouvé\")","v":"Non trouvé"},null,1535,null,1535]
["WFIJDV57","Vanne commande aller WFISBD203","U_SANS   PREVENTIF","Sans   préventif","MPS","AR","U236WFI","AR",null,"2049-12-30",0,1,0,null,null,"BIOMED_ULIS",{"$error":"#NAME?"},{"$f":"IFERROR(\"Oui, à la ligne \" & MATCH(tableFévrier[[#This Row],[Fusion]],tableOctobre[Fusion],0)+1,\"Non trouvé\")","v":"Non trouvé"},null,1536,null,1536]
["WFIJDV58","Vanne commande retour WFISBD203","U_SANS   PREVENTIF","Sans   préventif","MPS","AR","U236WFI","AR",null,"2049-12-30",0,1,0,null,null,"BIOMED_ULIS",{"$error":"#NAME?"},{"$f":"IFERROR(\"Oui, à la ligne \" & MATCH(tableFévrier[[#This Row],[Fusion]],tableOctobre[Fusion],0)+1,\"Non trouvé\")","v":"Non trouvé"},null,1537,null,1537]
["WFIJDV59","Vanne de commade Aller SBD204","U_SANS   PREVENTIF","Sans   préventif","MPS","AR","U236WFI","AR",null,"2049-12-30",0,1,0,null,null,"BIOMED_ULIS",{"$f":"_xlfn.TEXTJOIN(\"\",TRUE,A1538:D1538,H1538,N1538)","v":{"$error":"#NAME?"}},{"$f":"IFERROR(\"Oui, à la ligne \" & MATCH(tableFévrier[[#This Row],[Fusion]],tableOctobre[Fusion],0)+1,\"Non trouvé\")","v":"Non trouvé"},null,1538,null,1538]
["WFIJDV60","Vanne commande Retour SBD204","U_SANS   PREVENTIF","Sans   préventif","MPS","AR","U236WFI","AR",null,"2049-12-30",0,1,0,null,null,"BIOMED_ULIS",{"$error":"#NAME?"},{"$f":"IFERROR(\"Oui, à la ligne \" & MATCH(tableFévrier[[#This Row],[Fusion]],tableOctobre[Fusion],0)+1,\"Non trouvé\")","v":"Non trouvé"},null,1539,null,1539]
["EXWFIJDV61","Vanne barrage retour trait. pepsique","U_SANS   PREVENTIF","Sans   préventif","MPS","AR","U236WFI","AR",null,"2049-12-30",0,1,0,null,null,"BIOMED_ULIS",{"$error":"#NAME?"},{"$f":"IFERROR(\"Oui, à la ligne \" & MATCH(tableFévrier[[#This Row],[Fusion]],tableOctobre[Fusion],0)+1,\"Non trouvé\")","v":"Non trouvé"},null,1540,null,1540]
["WFIJDV08","Vanne mise à l'égout WFISBD207","U_SANS   PREVENTIF","Sans   préventif","MPS","AR","U236WFI","AR",null,"2049-12-30",0,1,0,null,null,"BIOMED_ULIS",{"$error":"#NAME?"},{"$f":"IFERROR(\"Oui, à la ligne \" & MATCH(tableFévrier[[#This Row],[Fusion]],tableOctobre[Fusion],0)+1,\"Non trouvé\")","v":"Non trouvé"},null,1541,null,1541]
["WFIJTV16","Vanne de mise à l'égout sbd101","U_SANS   PREVENTIF","Sans   préventif","MPS","AR","U236WFI","AR",null,"2049-12-30",0,1,0,null,null,"BIOMED_ULIS",{"$error":"#NAME?"},{"$f":"IFERROR(\"Oui, à la ligne \" & MATCH(tableFévrier[[#This Row],[Fusion]],tableOctobre[Fusion],0)+1,\"Non trouvé\")","v":"Non trouvé"},null,1542,null,1542]
["EXWFIJDV125","Vanne de mise à l'égout sbd102","U_SANS   PREVENTIF","Sans   préventif","MPS","AR","U236WFI","AR",null,"2049-12-30",0,1,0,null,null,"BIOMED_ULIS",{"$error":"#NAME?"},{"$f":"IFERROR(\"Oui, à la ligne \" & MATCH(tableFévrier[[#This Row],[Fusion]],tableOctobre[Fusion],0)+1,\"Non trouvé\")","v":"Non trouvé"},null,1543,null,1543]
["EXWFIJTV60","Vanne sous tirage cuve FACR004","U_SANS   PREVENTIF","Sans   préventif","MPS","AR","U236WFI","AR",null,"3000-01-01",0,1,0,null,null,"BIOMED_ULIS",{"$error":"#NAME?"},{"$f":"IFERROR(\"Oui, à la ligne \" & MATCH(tableFévrier[[#This Row],[Fusion]],tableOctobre[Fusion],0)+1,\"Non trouvé\")","v":"Non trouvé"},null,1544,null,1544]
["EXWFIJTV61","Vanne sous tirage eau ppi fac zhv 8SS27","U_SANS   PREVENTIF","Sans   préventif","MPS","AR","U236WFI","AR",null,"2049-12-30",0,1,0,null,null,"BIOMED_ULIS",{"$error":"#NAME?"},{"$f":"IFERROR(\"Oui, à la ligne \" & MATCH(tableFévrier[[#This Row],[Fusion]],tableOctobre[Fusion],0)+1,\"Non trouvé\")","v":"Non trouvé"},null,1545,null,1545]
["EXWFIJTV64","Vanne soutirage traitement pepsique","U_SANS   PREVENTIF","Sans   préventif","MPS","AR","U236WFI","AR",null,"2049-12-30",0,1,0,null,null,"BIOMED_ULIS",{"$error":"#NAME?"},{"$f":"IFERROR(\"Oui, à la ligne \" & MATCH(tableFévrier[[#This Row],[Fusion]],tableOctobre[Fusion],0)+1,\"Non trouvé\")","v":"Non trouvé"},null,1546,null,1546]
["WFIPDV03","Vanne commande retour WFISBD207","U_SANS   PREVENTIF","Sans   préventif","MPS","AR","U236WFI","AR",null,"2049-12-30",0,1,0,null,null,"BIOMED_ULIS",{"$error":"#NAME?"},{"$f":"IFERROR(\"Oui, à la ligne \" & MATCH(tableFévrier[[#This Row],[Fusion]],tableOctobre[Fusion],0)+1,\"Non trouvé\")","v":"Non trouvé"},null,1547,null,1547]
["WFIPDV04","Vanne commande aller WFISBD207","U_SANS   PREVENTIF","Sans   préventif","MPS","AR","U236WFI","AR",null,"2049-12-30",0,1,0,null,null,"BIOMED_ULIS",{"$error":"#NAME?"},{"$f":"IFERROR(\"Oui, à la ligne \" & MATCH(tableFévrier[[#This Row],[Fusion]],tableOctobre[Fusion],0)+1,\"Non trouvé\")","v":"Non trouvé"},null,1548,null,1548]
["WFIPDV06","Vanne commande aller sbd101","U_SANS   PREVENTIF","Sans   préventif","MPS","AR","U236WFI","AR",null,"2049-12-30",0,1,0,null,null,"BIOMED_ULIS",{"$error":"#NAME?"},{"$f":"IFERROR(\"Oui, à la ligne \" & MATCH(tableFévrier[[#This Row],[Fusion]],tableOctobre[Fusion],0)+1,\"Non trouvé\")","v":"Non trouvé"},null,1549,null,1549]
["EXWFIPDV07","Vanne commande aller sbd102","U_SANS   PREVENTIF","Sans   préventif","MPS","AR","U236WFI","AR",null,"2049-12-30",0,1,0,null,null,"BIOMED_ULIS",{"$error":"#NAME?"},{"$f":"IFERROR(\"Oui, à la ligne \" & MATCH(tableFévrier[[#This Row],[Fusion]],tableOctobre[Fusion],0)+1,\"Non trouvé\")","v":"Non trouvé"},null,1550,null,1550]
["WFIPDV10","Vanne auto flush WFISBD106","U_SANS   PREVENTIF","Sans   préventif","MPS","AR","U236WFI","AR",null,"2049-12-30",0,1,0,null,null,"BIOMED_ULIS",{"$error":"#NAME?"},{"$f":"IFERROR(\"Oui, à la ligne \" & MATCH(tableFévrier[[#This Row],[Fusion]],tableOctobre[Fusion],0)+1,\"Non trouvé\")","v":"Non trouvé"},null,1551,null,1551]
["EXWFIPDV11","Vanne commande retour sbd102","U_SANS   PREVENTIF","Sans   préventif","MPS","AR","U236WFI","AR",null,"2049-12-30",0,1,0,null,null,"BIOMED_ULIS",{"$error":"#NAME?"},{"$f":"IFERROR(\"Oui, à la ligne \" & MATCH(tableFévrier[[#This Row],[Fusion]],tableOctobre[Fusion],0)+1,\"Non trouvé\")","v":"Non trouvé"},null,1552,null,1552]
["WFIPDV112","Vanne intro WFI PLAT003","U_SANS   PREVENTIF","Sans   préventif","MPS","AR","U236WFI","AR",null,"2049-12-30",0,1,0,null,null,"BIOMED_ULIS",{"$error":"#NAME?"},{"$f":"IFERROR(\"Oui, à la ligne \" & MATCH(tableFévrier[[#This Row],[Fusion]],tableOctobre[Fusion],0)+1,\"Non trouvé\")","v":"Non trouvé"},null,1553,null,1553]
["WFIPDV113","Vanne de soutirage llocal Sharpless","U_SANS   PREVENTIF","Sans   préventif","MPS","AR","U236WFI","AR",null,"2049-12-30",0,1,0,null,null,"BIOMED_ULIS",{"$error":"#NAME?"},{"$f":"IFERROR(\"Oui, à la ligne \" & MATCH(tableFévrier[[#This Row],[Fusion]],tableOctobre[Fusion],0)+1,\"Non trouvé\")","v":"Non trouvé"},null,1554,null,1554]
["WFIPDV114","Vanne de soutirage libre fondoir","U_SANS   PREVENTIF","Sans   préventif","MPS","AR","U236WFI","AR","22 656,00","3000-01-01",0,1,0,null,null,"BIOMED_ULIS",{"$error":"#NAME?"},{"$f":"IFERROR(\"Oui, à la ligne \" & MATCH(tableFévrier[[#This Row],[Fusion]],tableOctobre[Fusion],0)+1,\"Non trouvé\")","v":"Non trouvé"},null,1555,null,1555]
["WFIPDV115","Vanne de soutirage libre centri plasma","U_SANS   PREVENTIF","Sans   préventif","MPS","AR","U236WFI","AR",null,"2049-12-30",0,1,0,null,null,"BIOMED_ULIS",{"$error":"#NAME?"},{"$f":"IFERROR(\"Oui, à la ligne \" & MATCH(tableFévrier[[#This Row],[Fusion]],tableOctobre[Fusion],0)+1,\"Non trouvé\")","v":"Non trouvé"},null,1556,null,1556]
["WFIPDV116","Vanne intro WFI PLAT001","U_SANS   PREVENTIF","Sans   préventif","MPS","AR","U236WFI","AR",null,"2049-12-30",0,1,0,null,null,"BIOMED_ULIS",{"$error":"#NAME?"},{"$f":"IFERROR(\"Oui, à la ligne \" & MATCH(tableFévrier[[#This Row],[Fusion]],tableOctobre[Fusion],0)+1,\"Non trouvé\")","v":"Non trouvé"},null,1557,null,1557]
["WFIPDV12","Vanne pilotée soutirage ALBR72 sbd106","U_SANS   PREVENTIF","Sans   préventif","MPS","AR","U236WFI","AR",null,"2049-12-30",0,1,0,null,null,"BIOMED_ULIS",{"$error":"#NAME?"},{"$f":"IFERROR(\"Oui, à la ligne \" & MATCH(tableFévrier[[#This Row],[Fusion]],tableOctobre[Fusion],0)+1,\"Non trouvé\")","v":"Non trouvé"},null,1558,null,1558]
["WFIPDV13","Vanne commande retour sbd101","U_SANS   PREVENTIF","Sans   préventif","MPS","AR","U236WFI","AR",null,"2049-12-30",0,1,0,null,null,"BIOMED_ULIS",{"$error":"#NAME?"},{"$f":"IFERROR(\"Oui, à la ligne \" & MATCH(tableFévrier[[#This Row],[Fusion]],tableOctobre[Fusion],0)+1,\"Non trouvé\")","v":"Non trouvé"},null,1559,null,1559]
["WFIPDV14","Vanne commande aller WFISBD103","U_SANS   PREVENTIF","Sans   préventif","MPS","AR","U236WFI","AR",null,"2049-12-30",0,1,0,null,null,"BIOMED_ULIS",{"$error":"#NAME?"},{"$f":"IFERROR(\"Oui, à la ligne \" & MATCH(tableFévrier[[#This Row],[Fusion]],tableOctobre[Fusion],0)+1,\"Non trouvé\")","v":"Non trouvé"},null,1560,null,1560]
["WFIPDV15","Vanne commande retour WFISBD103","U_SANS   PREVENTIF","Sans   préventif","MPS","AR","U236WFI","AR",null,"2049-12-30",0,1,0,null,null,"BIOMED_ULIS",{"$error":"#NAME?"},{"$f":"IFERROR(\"Oui, à la ligne \" & MATCH(tableFévrier[[#This Row],[Fusion]],tableOctobre[Fusion],0)+1,\"Non trouvé\")","v":"Non trouvé"},null,1561,null,1561]
["EXWFIPDV16","Vanne de soutirage 8RC37 WFISBD103","U_SANS   PREVENTIF","Sans   préventif","MPS","AR","U236WFI","AR",null,"2049-12-30",0,1,0,null,null,"BIOMED_ULIS",{"$error":"#NAME?"},{"$f":"IFERROR(\"Oui, à la ligne \" & MATCH(tableFévrier[[#This Row],[Fusion]],tableOctobre[Fusion],0)+1,\"Non trouvé\")","v":"Non trouvé"},null,1562,null,1562]
["EXWFIPDV17","Vanne de soutirage 8RC40 WFISBD103","U_SANS   PREVENTIF","Sans   préventif","MPS","AR","U236WFI","AR",null,"2049-12-30",0,1,0,null,null,"BIOMED_ULIS",{"$error":"#NAME?"},{"$f":"IFERROR(\"Oui, à la ligne \" & MATCH(tableFévrier[[#This Row],[Fusion]],tableOctobre[Fusion],0)+1,\"Non trouvé\")","v":"Non trouvé"},null,1563,null,1563]
["WFIPDV18","Vanne de soutirage 8RC142 WFISBD103","U_SANS   PREVENTIF","Sans   préventif","MPS","AR","U236WFI","AR",null,"2049-12-30",0,1,0,null,null,"BIOMED_ULIS",{"$error":"#NAME?"},{"$f":"IFERROR(\"Oui, à la ligne \" & MATCH(tableFévrier[[#This Row],[Fusion]],tableOctobre[Fusion],0)+1,\"Non trouvé\")","v":"Non trouvé"},null,1564,null,1564]
["EXWFIPDV19","Vanne de soutirage 8RC138 WFISBD103","U_SANS   PREVENTIF","Sans   préventif","MC","DEF","U236WFI","11U",null,"2049-12-30",0,1,0,null,null,"BIOMED_ULIS",{"$error":"#NAME?"},{"$f":"IFERROR(\"Oui, à la ligne \" & MATCH(tableFévrier[[#This Row],[Fusion]],tableOctobre[Fusion],0)+1,\"Non trouvé\")","v":"Non trouvé"},null,1565,null,1565]
["WFIPDV28","Vanne commande aller sbd106","U_SANS   PREVENTIF","Sans   préventif","MPS","AR","U236WFI","AR",null,"2049-12-30",0,1,0,null,null,"BIOMED_ULIS",{"$error":"#NAME?"},{"$f":"IFERROR(\"Oui, à la ligne \" & MATCH(tableFévrier[[#This Row],[Fusion]],tableOctobre[Fusion],0)+1,\"Non trouvé\")","v":"Non trouvé"},null,1566,null,1566]
["WFIPDV32","Vanne auto isolement retour WFISBD106","U_SANS   PREVENTIF","Sans   préventif","MPS","AR","U236WFI","AR",null,"2049-12-30",0,1,0,null,null,"BIOMED_ULIS",{"$error":"#NAME?"},{"$f":"IFERROR(\"Oui, à la ligne \" & MATCH(tableFévrier[[#This Row],[Fusion]],tableOctobre[Fusion],0)+1,\"Non trouvé\")","v":"Non trouvé"},null,1567,null,1567]
["WFIPDV41","Vanne intro eau ppi ALBR001 (sbd207)","U_SANS   PREVENTIF","Sans   préventif","MPS","AR","U236WFI","AR",null,"2049-12-30",0,1,0,null,null,"BIOMED_ULIS",{"$error":"#NAME?"},{"$f":"IFERROR(\"Oui, à la ligne \" & MATCH(tableFévrier[[#This Row],[Fusion]],tableOctobre[Fusion],0)+1,\"Non trouvé\")","v":"Non trouvé"},null,1568,null,1568]
["WFIPDV42","Vanne intro eau ppi ALBR002 (sbd207)","U_SANS   PREVENTIF","Sans   préventif","MPS","AR","U236WFI","AR",null,"2049-12-30",0,1,0,null,null,"BIOMED_ULIS",{"$error":"#NAME?"},{"$f":"IFERROR(\"Oui, à la ligne \" & MATCH(tableFévrier[[#This Row],[Fusion]],tableOctobre[Fusion],0)+1,\"Non trouvé\")","v":"Non trouvé"},null,1569,null,1569]
["WFIPDV43","Vanne intro eau ppi ALBR003 (sbd207)","U_SANS   PREVENTIF","Sans   préventif","MPS","AR","U236WFI","AR",null,"2049-12-30",0,1,0,null,null,"BIOMED_ULIS",{"$error":"#NAME?"},{"$f":"IFERROR(\"Oui, à la ligne \" & MATCH(tableFévrier[[#This Row],[Fusion]],tableOctobre[Fusion],0)+1,\"Non trouvé\")","v":"Non trouvé"},null,1570,null,1570]
["WFIPDV44","Vanne intro eau ppi ALBR004 (sbd207)","U_SANS   PREVENTIF","Sans   préventif","MPS","AR","U236WFI","AR",null,"2049-12-30",0,1,0,null,null,"BIOMED_ULIS",{"$error":"#NAME?"},{"$f":"IFERROR(\"Oui, à la ligne \" & MATCH(tableFévrier[[#This Row],[Fusion]],tableOctobre[Fusion],0)+1,\"Non trouvé\")","v":"Non trouvé"},null,1571,null,1571]
["WFIPDV45","Vanne intro eau ppi ALBR005 (sbd207)","U_SANS   PREVENTIF","Sans   préventif","MPS","AR","U236WFI","AR",null,"2049-12-30",0,1,0,null,null,"BIOMED_ULIS",{"$error":"#NAME?"},{"$f":"IFERROR(\"Oui, à la ligne \" & MATCH(tableFévrier[[#This Row],[Fusion]],tableOctobre[Fusion],0)+1,\"Non trouvé\")","v":"Non trouvé"},null,1572,null,1572]
["WFIPDV46","Vanne intro eau ppi ALBR006 (sbd207)","U_SANS   PREVENTIF","Sans   préventif","MPS","AR","U236WFI","AR",null,"2049-12-30",0,1,0,null,null,"BIOMED_ULIS",{"$error":"#NAME?"},{"$f":"IFERROR(\"Oui, à la ligne \" & MATCH(tableFévrier[[#This Row],[Fusion]],tableOctobre[Fusion],0)+1,\"Non trouvé\")","v":"Non trouvé"},null,1573,null,1573]
["WFIPDV53","Vanne de commande Aller SBD202","U_SANS   PREVENTIF","Sans   préventif","MPS","AR","U236WFI","AR",null,"2049-12-30",0,1,0,null,null,"BIOMED_ULIS",{"$error":"#NAME?"},{"$f":"IFERROR(\"Oui, à la ligne \" & MATCH(tableFévrier[[#This Row],[Fusion]],tableOctobre[Fusion],0)+1,\"Non trouvé\")","v":"Non trouvé"},null,1574,null,1574]
["WFIPDV54","Vanne soutirage SBD202 / GAMR007","U_SANS   PREVENTIF","Sans   préventif","MPS","AR","U236WFI","AR",null,"2049-12-30",0,1,0,null,null,"BIOMED_ULIS",{"$error":"#NAME?"},{"$f":"IFERROR(\"Oui, à la ligne \" & MATCH(tableFévrier[[#This Row],[Fusion]],tableOctobre[Fusion],0)+1,\"Non trouvé\")","v":"Non trouvé"},null,1575,null,1575]
["WFIPDV55","Vanne soutirage SBD202 / GAMR008","U_SANS   PREVENTIF","Sans   préventif","MPS","AR","U236WFI","AR",null,"2049-12-30",0,1,0,null,null,"BIOMED_ULIS",{"$error":"#NAME?"},{"$f":"IFERROR(\"Oui, à la ligne \" & MATCH(tableFévrier[[#This Row],[Fusion]],tableOctobre[Fusion],0)+1,\"Non trouvé\")","v":"Non trouvé"},null,1576,null,1576]
["WFIPDV56","Vanne soutirage SBD202 / GAMR009","U_SANS   PREVENTIF","Sans   préventif","MPS","AR","U236WFI","AR",null,"2049-12-30",0,1,0,null,null,"BIOMED_ULIS",{"$error":"#NAME?"},{"$f":"IFERROR(\"Oui, à la ligne \" & MATCH(tableFévrier[[#This Row],[Fusion]],tableOctobre[Fusion],0)+1,\"Non trouvé\")","v":"Non trouvé"},null,1577,null,1577]
["WFIPDV57","Vanne soutirage SBD202 / GAMR010","U_SANS   PREVENTIF","Sans   préventif","MPS","AR","U236WFI","AR",null,"2049-12-30",0,1,0,null,null,"BIOMED_ULIS",{"$error":"#NAME?"},{"$f":"IFERROR(\"Oui, à la ligne \" & MATCH(tableFévrier[[#This Row],[Fusion]],tableOctobre[Fusion],0)+1,\"Non trouvé\")","v":"Non trouvé"},null,1578,null,1578]
["EXWFIPDV58","Vanne soutirage GAMR001 sbd202","U_SANS   PREVENTIF","Sans   préventif","MPS","AR","U236WFI","AR",null,"2049-12-30",0,1,0,null,null,"BIOMED_ULIS",{"$error":"#NAME?"},{"$f":"IFERROR(\"Oui, à la ligne \" & MATCH(tableFévrier[[#This Row],[Fusion]],tableOctobre[Fusion],0)+1,\"Non trouvé\")","v":"Non trouvé"},null,1579,null,1579]
["WFIPDV59","Vanne de mise à l'égout SBD202","U_SANS   PREVENTIF","Sans   préventif","MPS","AR","U236WFI","AR",null,"2049-12-30",0,1,0,null,null,"BIOMED_ULIS",{"$error":"#NAME?"},{"$f":"IFERROR(\"Oui, à la ligne \" & MATCH(tableFévrier[[#This Row],[Fusion]],tableOctobre[Fusion],0)+1,\"Non trouvé\")","v":"Non trouvé"},null,1580,null,1580]
["WFIPDV60","Vanne de commande Retour WFISBD202","U_SANS   PREVENTIF","Sans   préventif","MPS","AR","U236WFI","AR",null,"2049-12-30",0,1,0,null,null,"BIOMED_ULIS",{"$error":"#NAME?"},{"$f":"IFERROR(\"Oui, à la ligne \" & MATCH(tableFévrier[[#This Row],[Fusion]],tableOctobre[Fusion],0)+1,\"Non trouvé\")","v":"Non trouvé"},null,1581,null,1581]
["WFIPDV68","Vanne mise à l'égout WFISBD203","U_SANS   PREVENTIF","Sans   préventif","MPS","AR","U236WFI","AR",null,"2049-12-30",0,1,0,null,null,"BIOMED_ULIS",{"$error":"#NAME?"},{"$f":"IFERROR(\"Oui, à la ligne \" & MATCH(tableFévrier[[#This Row],[Fusion]],tableOctobre[Fusion],0)+1,\"Non trouvé\")","v":"Non trouvé"},null,1582,null,1582]
["EXWFIPDV70","Vanne commande retour soutirage 8RC101","U_SANS   PREVENTIF","Sans   préventif","MPS","AR","U236WFI","AR",null,"2049-12-30",0,1,0,null,null,"BIOMED_ULIS",{"$error":"#NAME?"},{"$f":"IFERROR(\"Oui, à la ligne \" & MATCH(tableFévrier[[#This Row],[Fusion]],tableOctobre[Fusion],0)+1,\"Non trouvé\")","v":"Non trouvé"},null,1583,null,1583]
["WFIPDV73","Vanne soutirage SBD204 / 8RC103","U_SANS   PREVENTIF","Sans   préventif","MPS","AR","U236WFI","AR",null,"2049-12-30",0,1,0,null,null,"BIOMED_ULIS",{"$error":"#NAME?"},{"$f":"IFERROR(\"Oui, à la ligne \" & MATCH(tableFévrier[[#This Row],[Fusion]],tableOctobre[Fusion],0)+1,\"Non trouvé\")","v":"Non trouvé"},null,1584,null,1584]
["WFIPDV74","Vanne de mise à l'égout SBD204","U_SANS   PREVENTIF","Sans   préventif","MPS","AR","U236WFI","AR",null,"2049-12-30",0,1,0,null,null,"BIOMED_ULIS",{"$error":"#NAME?"},{"$f":"IFERROR(\"Oui, à la ligne \" & MATCH(tableFévrier[[#This Row],[Fusion]],tableOctobre[Fusion],0)+1,\"Non trouvé\")","v":"Non trouvé"},null,1585,null,1585]
["WFIPLC01","Station automate distribution eau ppi","U_SANS   PREVENTIF","Sans   préventif","MPS","AR","U236WFI","AR",null,"2049-12-30",0,1,0,null,null,"BIOMED_ULIS",{"$error":"#NAME?"},{"$f":"IFERROR(\"Oui, à la ligne \" & MATCH(tableFévrier[[#This Row],[Fusion]],tableOctobre[Fusion],0)+1,\"Non trouvé\")","v":"Non trouvé"},null,1586,null,1586]
["EXAC01ARM01","Armoire électrique clim. AC01CT01","U_SANS   PREVENTIF","Sans   préventif","MPS","AR","U222AC","AR",null,"2049-12-30",0,1,0,null,null,"BIOMED_ULIS",{"$error":"#NAME?"},{"$f":"IFERROR(\"Oui, à la ligne \" & MATCH(tableFévrier[[#This Row],[Fusion]],tableOctobre[Fusion],0)+1,\"Non trouvé\")","v":"Non trouvé"},null,1587,null,1587]
["EXAC05CT05A","Caisson traitement chambre chaude B8","U_SANS   PREVENTIF","Sans   préventif","MPS","AR","U222AC","AR",null,"2049-12-30",0,1,0,null,null,"BIOMED_ULIS",{"$error":"#NAME?"},{"$f":"IFERROR(\"Oui, à la ligne \" & MATCH(tableFévrier[[#This Row],[Fusion]],tableOctobre[Fusion],0)+1,\"Non trouvé\")","v":"Non trouvé"},null,1588,null,1588]
["EXAC06ARM01","Armoire électrique AC0CT06 +4°C albumine","U_SANS   PREVENTIF","Sans   préventif","MPS","AR","U222AC","AR",null,"2049-12-30",0,1,0,null,null,"BIOMED_ULIS",{"$error":"#NAME?"},{"$f":"IFERROR(\"Oui, à la ligne \" & MATCH(tableFévrier[[#This Row],[Fusion]],tableOctobre[Fusion],0)+1,\"Non trouvé\")","v":"Non trouvé"},null,1589,null,1589]
["AC08SBD01","Antenne A clim. AC08CT08","U_SANS   PREVENTIF","Sans   préventif","MPS","AR","U222AC","AR",null,"2049-12-30",0,1,0,null,null,"BIOMED_ULIS",{"$error":"#NAME?"},{"$f":"IFERROR(\"Oui, à la ligne \" & MATCH(tableFévrier[[#This Row],[Fusion]],tableOctobre[Fusion],0)+1,\"Non trouvé\")","v":"Non trouvé"},null,1590,null,1590]
["AC09","Air climatisé atelier conditionnement B8","U_SANS   PREVENTIF","Sans   préventif","MPS","AR","U222AC","AR",null,"2049-12-30",0,1,0,null,null,"BIOMED_ULIS",{"$error":"#NAME?"},{"$f":"IFERROR(\"Oui, à la ligne \" & MATCH(tableFévrier[[#This Row],[Fusion]],tableOctobre[Fusion],0)+1,\"Non trouvé\")","v":"Non trouvé"},null,1591,null,1591]
["AC40","Air climatisé bâtiment 18","U_SANS   PREVENTIF","Sans   préventif","MPS","AR","U222AC","AR",null,"2049-12-30",0,1,0,null,null,"BIOMED_ULIS",{"$error":"#NAME?"},{"$f":"IFERROR(\"Oui, à la ligne \" & MATCH(tableFévrier[[#This Row],[Fusion]],tableOctobre[Fusion],0)+1,\"Non trouvé\")","v":"Non trouvé"},null,1592,null,1592]
["AC40CD01","Condenseur clim 18RC02/03/04/05/07","U_SANS   PREVENTIF","Sans   préventif","MPS","AR","U222AC","AR",null,"2049-12-30",0,1,0,null,null,"BIOMED_ULIS",{"$error":"#NAME?"},{"$f":"IFERROR(\"Oui, à la ligne \" & MATCH(tableFévrier[[#This Row],[Fusion]],tableOctobre[Fusion],0)+1,\"Non trouvé\")","v":"Non trouvé"},null,1593,null,1593]
["AC40CD02","Condenseur clim 18RC06/08/09/10/11","U_SANS   PREVENTIF","Sans   préventif","MPS","AR","U222AC","AR",null,"2049-12-30",0,1,0,null,null,"BIOMED_ULIS",{"$error":"#NAME?"},{"$f":"IFERROR(\"Oui, à la ligne \" & MATCH(tableFévrier[[#This Row],[Fusion]],tableOctobre[Fusion],0)+1,\"Non trouvé\")","v":"Non trouvé"},null,1594,null,1594]
["AC40CD03","Condenseur clim 18RC12/13/14/15/16","U_SANS   PREVENTIF","Sans   préventif","MPS","AR","U222AC","AR",null,"2049-12-30",0,1,0,null,null,"BIOMED_ULIS",{"$error":"#NAME?"},{"$f":"IFERROR(\"Oui, à la ligne \" & MATCH(tableFévrier[[#This Row],[Fusion]],tableOctobre[Fusion],0)+1,\"Non trouvé\")","v":"Non trouvé"},null,1595,null,1595]
["AC40CD11","Condenseur clim 18102/103/104/105/107","U_SANS   PREVENTIF","Sans   préventif","MPS","AR","U222AC","AR",null,"2049-12-30",0,1,0,null,null,"BIOMED_ULIS",{"$error":"#NAME?"},{"$f":"IFERROR(\"Oui, à la ligne \" & MATCH(tableFévrier[[#This Row],[Fusion]],tableOctobre[Fusion],0)+1,\"Non trouvé\")","v":"Non trouvé"},null,1596,null,1596]
["AC40CD13","Condenseur clim 18112/113/114/115/116","U_SANS   PREVENTIF","Sans   préventif","MPS","AR","U222AC","AR",null,"2049-12-30",0,1,0,null,null,"BIOMED_ULIS",{"$error":"#NAME?"},{"$f":"IFERROR(\"Oui, à la ligne \" & MATCH(tableFévrier[[#This Row],[Fusion]],tableOctobre[Fusion],0)+1,\"Non trouvé\")","v":"Non trouvé"},null,1597,null,1597]
["AC40CD14","Condenseur clim pièce 18117","U_SANS   PREVENTIF","Sans   préventif","MPS","AR","U222AC","AR",null,"2049-12-30",0,1,0,null,null,"BIOMED_ULIS",{"$error":"#NAME?"},{"$f":"IFERROR(\"Oui, à la ligne \" & MATCH(tableFévrier[[#This Row],[Fusion]],tableOctobre[Fusion],0)+1,\"Non trouvé\")","v":"Non trouvé"},null,1598,null,1598]
["AC40CD21","Condenseur clim 18202/203/204/205/207","U_SANS   PREVENTIF","Sans   préventif","MPS","AR","U222AC","AR",null,"2049-12-30",0,1,0,null,null,"BIOMED_ULIS",{"$error":"#NAME?"},{"$f":"IFERROR(\"Oui, à la ligne \" & MATCH(tableFévrier[[#This Row],[Fusion]],tableOctobre[Fusion],0)+1,\"Non trouvé\")","v":"Non trouvé"},null,1599,null,1599]
["AC40CD22","Condenseur clim 18206/208/209/210/211","U_SANS   PREVENTIF","Sans   préventif","MPS","AR","U222AC","AR",null,"2049-12-30",0,1,0,null,null,"BIOMED_ULIS",{"$error":"#NAME?"},{"$f":"IFERROR(\"Oui, à la ligne \" & MATCH(tableFévrier[[#This Row],[Fusion]],tableOctobre[Fusion],0)+1,\"Non trouvé\")","v":"Non trouvé"},null,1600,null,1600]
["AC40CD23","Condenseur clim 18212/213/214/215/216","U_SANS   PREVENTIF","Sans   préventif","MPS","AR","U222AC","AR",null,"2049-12-30",0,1,0,null,null,"BIOMED_ULIS",{"$error":"#NAME?"},{"$f":"IFERROR(\"Oui, à la ligne \" & MATCH(tableFévrier[[#This Row],[Fusion]],tableOctobre[Fusion],0)+1,\"Non trouvé\")","v":"Non trouvé"},null,1601,null,1601]
["AC40CD24","Clondenseur clim pièce 18217","U_SANS   PREVENTIF","Sans   préventif","MPS","AR","U222AC","AR",null,"2049-12-30",0,1,0,null,null,"BIOMED_ULIS",{"$f":"_xlfn.TEXTJOIN(\"\",TRUE,A1602:D1602,H1602,N1602)","v":{"$error":"#NAME?"}},{"$f":"IFERROR(\"Oui, à la ligne \" & MATCH(tableFévrier[[#This Row],[Fusion]],tableOctobre[Fusion],0)+1,\"Non trouvé\")","v":"Non trouvé"},null,1602,null,1602]
["AC60","Air ventilé B2/B3/B5","U_SANS   PREVENTIF","Sans   préventif","MPS","AR","U222AC","AR",null,"2049-12-30",0,1,0,null,null,"BIOMED_ULIS",{"$error":"#NAME?"},{"$f":"IFERROR(\"Oui, à la ligne \" & MATCH(tableFévrier[[#This Row],[Fusion]],tableOctobre[Fusion],0)+1,\"Non trouvé\")","v":"Non trouvé"},null,1603,null,1603]
["AC61","Air ventilé B11 magasin général","U_SANS   PREVENTIF","Sans   préventif","MPS","AR","U222AC","AR",null,"2049-12-30",0,1,0,null,null,"BIOMED_ULIS",{"$error":"#NAME?"},{"$f":"IFERROR(\"Oui, à la ligne \" & MATCH(tableFévrier[[#This Row],[Fusion]],tableOctobre[Fusion],0)+1,\"Non trouvé\")","v":"Non trouvé"},null,1604,null,1604]
["AC61ARM01","Armoire n°1 de chauffage B11","U_SANS   PREVENTIF","Sans   préventif","MPS","AR","U222AC","AR",null,"2049-12-30",0,1,0,null,null,"BIOMED_ULIS",{"$error":"#NAME?"},{"$f":"IFERROR(\"Oui, à la ligne \" & MATCH(tableFévrier[[#This Row],[Fusion]],tableOctobre[Fusion],0)+1,\"Non trouvé\")","v":"Non trouvé"},null,1605,null,1605]
["AC61ARM02","Armoire n°2 de chauffage B11","U_SANS   PREVENTIF","Sans   préventif","MPS","AR","U222AC","AR",null,"2049-12-30",0,1,0,null,null,"BIOMED_ULIS",{"$error":"#NAME?"},{"$f":"IFERROR(\"Oui, à la ligne \" & MATCH(tableFévrier[[#This Row],[Fusion]],tableOctobre[Fusion],0)+1,\"Non trouvé\")","v":"Non trouvé"},null,1606,null,1606]
["AC70","Air ventilé B1","U_SANS   PREVENTIF","Sans   préventif","MPS","AR","U222AC","AR",null,"2049-12-30",0,1,0,null,null,"BIOMED_ULIS",{"$error":"#NAME?"},{"$f":"IFERROR(\"Oui, à la ligne \" & MATCH(tableFévrier[[#This Row],[Fusion]],tableOctobre[Fusion],0)+1,\"Non trouvé\")","v":"Non trouvé"},null,1607,null,1607]
["ACA1","Renouvelement d'air pour lab 1216-1217","U_SANS   PREVENTIF","Sans   préventif","MC","AR","U222AC","AR",null,"2049-12-30",0,1,0,null,null,"BIOTECH_ULIS",{"$error":"#NAME?"},{"$f":"IFERROR(\"Oui, à la ligne \" & MATCH(tableFévrier[[#This Row],[Fusion]],tableOctobre[Fusion],0)+1,\"Non trouvé\")","v":"Non trouvé"},null,1608,null,1608]
["ACA1ARM01","Armoire commande régul. clim. ACA1/2/3/4","U_SANS   PREVENTIF","Sans   préventif","MPS","AR","U222AC","AR",null,"2049-12-30",0,1,0,null,null,"BIOTECH_ULIS",{"$error":"#NAME?"},{"$f":"IFERROR(\"Oui, à la ligne \" & MATCH(tableFévrier[[#This Row],[Fusion]],tableOctobre[Fusion],0)+1,\"Non trouvé\")","v":"Non trouvé"},null,1609,null,1609]
["EXACA2","Air climatisé recherche et dévelop. B1","U_SANS   PREVENTIF","Sans   préventif","MPS","AR","U222AC","AR",null,"2049-12-30",0,1,0,null,null,"BIOTECH_ULIS",{"$error":"#NAME?"},{"$f":"IFERROR(\"Oui, à la ligne \" & MATCH(tableFévrier[[#This Row],[Fusion]],tableOctobre[Fusion],0)+1,\"Non trouvé\")","v":"Non trouvé"},null,1610,null,1610]
["ACA3","Air climatisé recherche et dévelop. B1","U_SANS   PREVENTIF","Sans   préventif","MPS","AR","U222AC","AR",null,"2049-12-30",0,1,0,null,null,"BIOTECH_ULIS",{"$error":"#NAME?"},{"$f":"IFERROR(\"Oui, à la ligne \" & MATCH(tableFévrier[[#This Row],[Fusion]],tableOctobre[Fusion],0)+1,\"Non trouvé\")","v":"Non trouvé"},null,1611,null,1611]
["ACA4","Air climatisé recherche et dévelop. B1","U_SANS   PREVENTIF","Sans   préventif","MPS","AR","U222AC","AR",null,"2049-12-30",0,1,0,null,null,"BIOTECH_ULIS",{"$error":"#NAME?"},{"$f":"IFERROR(\"Oui, à la ligne \" & MATCH(tableFévrier[[#This Row],[Fusion]],tableOctobre[Fusion],0)+1,\"Non trouvé\")","v":"Non trouvé"},null,1612,null,1612]
["ACPI08","Ensemble indicateurs pression pièces b8","U_SANS   PREVENTIF","Sans   préventif","MPS","AR","U222AC","AR",null,"2049-12-30",0,1,0,null,null,"BIOMED_ULIS",{"$error":"#NAME?"},{"$f":"IFERROR(\"Oui, à la ligne \" & MATCH(tableFévrier[[#This Row],[Fusion]],tableOctobre[Fusion],0)+1,\"Non trouvé\")","v":"Non trouvé"},null,1613,null,1613]
["BAT01","Bâtiment 1 commun","U_SANS   PREVENTIF","Sans   préventif","MPS","AR","S244","AR","97 230,00","3000-01-01",0,1,0,null,null,"BIOMED_ULIS",{"$error":"#NAME?"},{"$f":"IFERROR(\"Oui, à la ligne \" & MATCH(tableFévrier[[#This Row],[Fusion]],tableOctobre[Fusion],0)+1,\"Non trouvé\")","v":"Non trouvé"},null,1614,null,1614]
["BAT0101","Bâtiment 1 1étage","U_SANS   PREVENTIF","Sans   préventif","MPS","AR","S244","AR",null,"2049-12-30",0,1,0,null,null,"BIOMED_ULIS",{"$error":"#NAME?"},{"$f":"IFERROR(\"Oui, à la ligne \" & MATCH(tableFévrier[[#This Row],[Fusion]],tableOctobre[Fusion],0)+1,\"Non trouvé\")","v":"Non trouvé"},null,1615,null,1615]
["BAT0102","Bâtiment des laboratoires de recherche","U_SANS   PREVENTIF","Sans   préventif","MPS","AR","S244","AR",null,"2049-12-30",0,1,0,null,null,"BIOTECH_ULIS",{"$error":"#NAME?"},{"$f":"IFERROR(\"Oui, à la ligne \" & MATCH(tableFévrier[[#This Row],[Fusion]],tableOctobre[Fusion],0)+1,\"Non trouvé\")","v":"Non trouvé"},null,1616,null,1616]
["BAT0103","Bâtiment 1 laboratoires de contrôle","U_SANS   PREVENTIF","Sans   préventif","MPS","AR","S244","AR",null,"2049-12-30",0,1,0,null,null,"BIOMED_ULIS",{"$error":"#NAME?"},{"$f":"IFERROR(\"Oui, à la ligne \" & MATCH(tableFévrier[[#This Row],[Fusion]],tableOctobre[Fusion],0)+1,\"Non trouvé\")","v":"Non trouvé"},null,1617,null,1617]
["BAT010128","Sas cryogénie pièce 1128","U_SANS   PREVENTIF","Sans   préventif","MPS","AR","U235BATR","AR",null,"2049-12-30",0,1,0,null,null,"BIOMED_ULIS",{"$error":"#NAME?"},{"$f":"IFERROR(\"Oui, à la ligne \" & MATCH(tableFévrier[[#This Row],[Fusion]],tableOctobre[Fusion],0)+1,\"Non trouvé\")","v":"Non trouvé"},null,1618,null,1618]
["BAT01RC04","Lingerie hommes","U_SANS   PREVENTIF","Sans   préventif","MPS","AR","U200BATP","AR",null,"2049-12-30",0,1,0,null,null,"BIOMED_ULIS",{"$error":"#NAME?"},{"$f":"IFERROR(\"Oui, à la ligne \" & MATCH(tableFévrier[[#This Row],[Fusion]],tableOctobre[Fusion],0)+1,\"Non trouvé\")","v":"Non trouvé"},null,1619,null,1619]
["BAT01RC26","Vestiaires hommes ville","U_SANS   PREVENTIF","Sans   préventif","MPS","AR","U200BATP","AR",null,"2049-12-30",0,1,0,null,null,"BIOMED_ULIS",{"$error":"#NAME?"},{"$f":"IFERROR(\"Oui, à la ligne \" & MATCH(tableFévrier[[#This Row],[Fusion]],tableOctobre[Fusion],0)+1,\"Non trouvé\")","v":"Non trouvé"},null,1620,null,1620]
["BAT01RC27","Toilettes vestiaires hommes","U_SANS   PREVENTIF","Sans   préventif","MPS","AR","U200BATP","AR",null,"2049-12-30",0,1,0,null,null,"BIOMED_ULIS",{"$error":"#NAME?"},{"$f":"IFERROR(\"Oui, à la ligne \" & MATCH(tableFévrier[[#This Row],[Fusion]],tableOctobre[Fusion],0)+1,\"Non trouvé\")","v":"Non trouvé"},null,1621,null,1621]
["BAT01SS28","Atelier découpe des poches plasma","U_SANS   PREVENTIF","Sans   préventif","MPS","AR","U200BATP","AR","22 613,00","3000-01-01",0,1,0,null,null,"BIOMED_ULIS",{"$error":"#NAME?"},{"$f":"IFERROR(\"Oui, à la ligne \" & MATCH(tableFévrier[[#This Row],[Fusion]],tableOctobre[Fusion],0)+1,\"Non trouvé\")","v":"Non trouvé"},null,1622,null,1622]
["BAT01SS31","Atelier broyage plasma","U_SANS   PREVENTIF","Sans   préventif","MPS","AR","U200BATP","AR",null,"2049-12-30",0,1,0,null,null,"BIOMED_ULIS",{"$error":"#NAME?"},{"$f":"IFERROR(\"Oui, à la ligne \" & MATCH(tableFévrier[[#This Row],[Fusion]],tableOctobre[Fusion],0)+1,\"Non trouvé\")","v":"Non trouvé"},null,1623,null,1623]
["BAT01SS32","Laverie propre plasma","U_SANS   PREVENTIF","Sans   préventif","MPS","AR","U200BATP","AR",null,"2049-12-30",0,1,0,null,null,"BIOMED_ULIS",{"$error":"#NAME?"},{"$f":"IFERROR(\"Oui, à la ligne \" & MATCH(tableFévrier[[#This Row],[Fusion]],tableOctobre[Fusion],0)+1,\"Non trouvé\")","v":"Non trouvé"},null,1624,null,1624]
["BAT01SS33","Local technique reffroidissement BKA28","U_SANS   PREVENTIF","Sans   préventif","MPS","AR","U200BATP","AR",null,"2049-12-30",0,1,0,null,null,"BIOMED_ULIS",{"$error":"#NAME?"},{"$f":"IFERROR(\"Oui, à la ligne \" & MATCH(tableFévrier[[#This Row],[Fusion]],tableOctobre[Fusion],0)+1,\"Non trouvé\")","v":"Non trouvé"},null,1625,null,1625]
["BAT01SS34","Atelier centri. AS26","U_SANS   PREVENTIF","Sans   préventif","MPS","AR","U200BATP","AR",null,"2049-12-30",0,1,0,null,null,"BIOMED_ULIS",{"$error":"#NAME?"},{"$f":"IFERROR(\"Oui, à la ligne \" & MATCH(tableFévrier[[#This Row],[Fusion]],tableOctobre[Fusion],0)+1,\"Non trouvé\")","v":"Non trouvé"},null,1626,null,1626]
["BAT01SS35","Laverie plasma","U_SANS   PREVENTIF","Sans   préventif","MPS","AR","U200BATP","AR",null,"2049-12-30",0,1,0,null,null,"BIOMED_ULIS",{"$error":"#NAME?"},{"$f":"IFERROR(\"Oui, à la ligne \" & MATCH(tableFévrier[[#This Row],[Fusion]],tableOctobre[Fusion],0)+1,\"Non trouvé\")","v":"Non trouvé"},null,1627,null,1627]
["BAT01SS41","Sas sortie déchets décongélation","U_SANS   PREVENTIF","Sans   préventif","MPS","AR","U200BATP","AR",null,"2049-12-30",0,1,0,null,null,"BIOMED_ULIS",{"$error":"#NAME?"},{"$f":"IFERROR(\"Oui, à la ligne \" & MATCH(tableFévrier[[#This Row],[Fusion]],tableOctobre[Fusion],0)+1,\"Non trouvé\")","v":"Non trouvé"},null,1628,null,1628]
["BAT02","Bâtiment 2","U_SANS   PREVENTIF","Sans   préventif","MPS","AR","S244","AR",null,"2049-12-30",0,1,0,null,null,"BIOMED_ULIS",{"$error":"#NAME?"},{"$f":"IFERROR(\"Oui, à la ligne \" & MATCH(tableFévrier[[#This Row],[Fusion]],tableOctobre[Fusion],0)+1,\"Non trouvé\")","v":"Non trouvé"},null,1629,null,1629]
["BAT03","Bâtiment 3","U_SANS   PREVENTIF","Sans   préventif","MPS","AR","S244","AR",null,"2049-12-30",0,1,0,null,null,"BIOMED_ULIS",{"$error":"#NAME?"},{"$f":"IFERROR(\"Oui, à la ligne \" & MATCH(tableFévrier[[#This Row],[Fusion]],tableOctobre[Fusion],0)+1,\"Non trouvé\")","v":"Non trouvé"},null,1630,null,1630]
["BAT0302","Bâtiment b3 2ème étage","U_SANS   PREVENTIF","Sans   préventif","MPS","AR","S244","AR",null,"2049-12-30",0,1,0,null,null,"BIOMED_ULIS",{"$error":"#NAME?"},{"$f":"IFERROR(\"Oui, à la ligne \" & MATCH(tableFévrier[[#This Row],[Fusion]],tableOctobre[Fusion],0)+1,\"Non trouvé\")","v":"Non trouvé"},null,1631,null,1631]
["BAT05","Bâtiment 5","U_SANS   PREVENTIF","Sans   préventif","MPS","AR","S244","AR",null,"2049-12-30",0,1,0,null,null,"BIOMED_ULIS",{"$error":"#NAME?"},{"$f":"IFERROR(\"Oui, à la ligne \" & MATCH(tableFévrier[[#This Row],[Fusion]],tableOctobre[Fusion],0)+1,\"Non trouvé\")","v":"Non trouvé"},null,1632,null,1632]
["BAT06","Bâtiment 6","U_SANS   PREVENTIF","Sans   préventif","MPS","AR","S244","AR",null,"2049-12-30",0,1,0,null,null,"BIOMED_ULIS",{"$error":"#NAME?"},{"$f":"IFERROR(\"Oui, à la ligne \" & MATCH(tableFévrier[[#This Row],[Fusion]],tableOctobre[Fusion],0)+1,\"Non trouvé\")","v":"Non trouvé"},null,1633,null,1633]
["BAT07","Bâtiment 7 poste de garde Canada","U_SANS   PREVENTIF","Sans   préventif","MPS","AR","S244","AR",null,"2049-12-30",0,1,0,null,null,"BIOMED_ULIS",{"$error":"#NAME?"},{"$f":"IFERROR(\"Oui, à la ligne \" & MATCH(tableFévrier[[#This Row],[Fusion]],tableOctobre[Fusion],0)+1,\"Non trouvé\")","v":"Non trouvé"},null,1634,null,1634]
["BAT08101","Couloir de circulation conditionnement","U_SANS   PREVENTIF","Sans   préventif","MPS","AR","U200BATP","AR",null,"2049-12-30",0,1,0,null,null,"BIOMED_ULIS",{"$error":"#NAME?"},{"$f":"IFERROR(\"Oui, à la ligne \" & MATCH(tableFévrier[[#This Row],[Fusion]],tableOctobre[Fusion],0)+1,\"Non trouvé\")","v":"Non trouvé"},null,1635,null,1635]
["BAT08ALBUMINE","Bâtiment 8 atelier albumine","U_SANS   PREVENTIF","Sans   préventif","MPS","AR","U200BATP","AR",null,"2049-12-30",0,1,0,null,null,"BIOMED_ULIS",{"$error":"#NAME?"},{"$f":"IFERROR(\"Oui, à la ligne \" & MATCH(tableFévrier[[#This Row],[Fusion]],tableOctobre[Fusion],0)+1,\"Non trouvé\")","v":"Non trouvé"},null,1636,null,1636]
["BAT08COMMUN","Bâtiment 8 communs","U_SANS   PREVENTIF","Sans   préventif","MPS","AR","U200BATP","AR",null,"2049-12-30",0,1,0,null,null,"BIOMED_ULIS",{"$error":"#NAME?"},{"$f":"IFERROR(\"Oui, à la ligne \" & MATCH(tableFévrier[[#This Row],[Fusion]],tableOctobre[Fusion],0)+1,\"Non trouvé\")","v":"Non trouvé"},null,1637,null,1637]
["BAT08COND","Bâtiment 8 atelier conditionnement","U_SANS   PREVENTIF","Sans   préventif","MPS","AR","U200BATP","AR",null,"2049-12-30",0,1,0,null,null,"BIOMED_ULIS",{"$error":"#NAME?"},{"$f":"IFERROR(\"Oui, à la ligne \" & MATCH(tableFévrier[[#This Row],[Fusion]],tableOctobre[Fusion],0)+1,\"Non trouvé\")","v":"Non trouvé"},null,1638,null,1638]
["BAT08GAMMA","Bâtiment 8 atelier gamma","U_SANS   PREVENTIF","Sans   préventif","MPS","AR","U200BATP","AR",null,"2049-12-30",0,1,0,null,null,"BIOMED_ULIS",{"$error":"#NAME?"},{"$f":"IFERROR(\"Oui, à la ligne \" & MATCH(tableFévrier[[#This Row],[Fusion]],tableOctobre[Fusion],0)+1,\"Non trouvé\")","v":"Non trouvé"},null,1639,null,1639]
["BAT08P01","Bureaux responsable production","U_SANS   PREVENTIF","Sans   préventif","MPS","AR","U200BATP","AR",null,"2049-12-30",0,1,0,null,null,"BIOMED_ULIS",{"$error":"#NAME?"},{"$f":"IFERROR(\"Oui, à la ligne \" & MATCH(tableFévrier[[#This Row],[Fusion]],tableOctobre[Fusion],0)+1,\"Non trouvé\")","v":"Non trouvé"},null,1640,null,1640]
["EXBAT08PTA04","Porte auto. enroul. sas mag. avancé/quai","U_SANS   PREVENTIF","Sans   préventif","MPS","AR","U200BATP","AR",null,"2049-12-31",0,1,0,null,null,"BIOMED_ULIS",{"$error":"#NAME?"},{"$f":"IFERROR(\"Oui, à la ligne \" & MATCH(tableFévrier[[#This Row],[Fusion]],tableOctobre[Fusion],0)+1,\"Non trouvé\")","v":"Non trouvé"},null,1641,null,1641]
["BAT08RC06","Couloir entrée vestiaires côté produc","U_SANS   PREVENTIF","Sans   préventif","MPS","AR","U200BATP","AR",null,"2049-12-30",0,1,0,null,null,"BIOMED_ULIS",{"$error":"#NAME?"},{"$f":"IFERROR(\"Oui, à la ligne \" & MATCH(tableFévrier[[#This Row],[Fusion]],tableOctobre[Fusion],0)+1,\"Non trouvé\")","v":"Non trouvé"},null,1642,null,1642]
["BAT08RC07","Sas matériel ville","U_SANS   PREVENTIF","Sans   préventif","MPS","AR","U200BATP","AR",null,"2049-12-30",0,1,0,null,null,"BIOMED_ULIS",{"$error":"#NAME?"},{"$f":"IFERROR(\"Oui, à la ligne \" & MATCH(tableFévrier[[#This Row],[Fusion]],tableOctobre[Fusion],0)+1,\"Non trouvé\")","v":"Non trouvé"},null,1643,null,1643]
["BAT08RC08","Sas matériel production","U_SANS   PREVENTIF","Sans   préventif","MPS","AR","U200BATP","AR",null,"2049-12-30",0,1,0,null,null,"BIOMED_ULIS",{"$error":"#NAME?"},{"$f":"IFERROR(\"Oui, à la ligne \" & MATCH(tableFévrier[[#This Row],[Fusion]],tableOctobre[Fusion],0)+1,\"Non trouvé\")","v":"Non trouvé"},null,1644,null,1644]
["BAT08RC100","Salle tableaux pontage albumine","U_SANS   PREVENTIF","Sans   préventif","MPS","AR","U200BATP","AR",null,"2049-12-30",0,1,0,null,null,"BIOMED_ULIS",{"$error":"#NAME?"},{"$f":"IFERROR(\"Oui, à la ligne \" & MATCH(tableFévrier[[#This Row],[Fusion]],tableOctobre[Fusion],0)+1,\"Non trouvé\")","v":"Non trouvé"},null,1645,null,1645]
["BAT08RC101","Atelier tableaux pontage NEP gamma","U_SANS   PREVENTIF","Sans   préventif","MPS","AR","U200BATP","AR",null,"2049-12-30",0,1,0,null,null,"BIOMED_ULIS",{"$error":"#NAME?"},{"$f":"IFERROR(\"Oui, à la ligne \" & MATCH(tableFévrier[[#This Row],[Fusion]],tableOctobre[Fusion],0)+1,\"Non trouvé\")","v":"Non trouvé"},null,1646,null,1646]
["BAT08RC102","Atelier centrifugation immunoglobuline","U_SANS   PREVENTIF","Sans   préventif","MPS","AR","U200BATP","AR",null,"2049-12-30",0,1,0,null,null,"BIOMED_ULIS",{"$error":"#NAME?"},{"$f":"IFERROR(\"Oui, à la ligne \" & MATCH(tableFévrier[[#This Row],[Fusion]],tableOctobre[Fusion],0)+1,\"Non trouvé\")","v":"Non trouvé"},null,1647,null,1647]
["BAT08RC103","Atelier UF immunoglobuline","U_SANS   PREVENTIF","Sans   préventif","MPS","AR","U200BATP","AR",null,"2049-12-30",0,1,0,null,null,"BIOMED_ULIS",{"$error":"#NAME?"},{"$f":"IFERROR(\"Oui, à la ligne \" & MATCH(tableFévrier[[#This Row],[Fusion]],tableOctobre[Fusion],0)+1,\"Non trouvé\")","v":"Non trouvé"},null,1648,null,1648]
["BAT08RC123","Salle pontage albumine","U_SANS   PREVENTIF","Sans   préventif","MPS","AR","U200BATP","AR",null,"2049-12-30",0,1,0,null,null,"BIOMED_ULIS",{"$error":"#NAME?"},{"$f":"IFERROR(\"Oui, à la ligne \" & MATCH(tableFévrier[[#This Row],[Fusion]],tableOctobre[Fusion],0)+1,\"Non trouvé\")","v":"Non trouvé"},null,1649,null,1649]
["BAT08RC27","Toilettes vestiaires femmes","U_SANS   PREVENTIF","Sans   préventif","MPS","AR","U200BATP","AR",null,"2049-12-30",0,1,0,null,null,"BIOMED_ULIS",{"$error":"#NAME?"},{"$f":"IFERROR(\"Oui, à la ligne \" & MATCH(tableFévrier[[#This Row],[Fusion]],tableOctobre[Fusion],0)+1,\"Non trouvé\")","v":"Non trouvé"},null,1650,null,1650]
["BAT08RC28","Lingerie femmes","U_SANS   PREVENTIF","Sans   préventif","MPS","AR","U200BATP","AR",null,"2049-12-30",0,1,0,null,null,"BIOMED_ULIS",{"$error":"#NAME?"},{"$f":"IFERROR(\"Oui, à la ligne \" & MATCH(tableFévrier[[#This Row],[Fusion]],tableOctobre[Fusion],0)+1,\"Non trouvé\")","v":"Non trouvé"},null,1651,null,1651]
["BAT08RC31","Sas lave mains vestiaires hommes","U_SANS   PREVENTIF","Sans   préventif","MPS","AR","U200BATP","AR",null,"2049-12-30",0,1,0,null,null,"BIOMED_ULIS",{"$error":"#NAME?"},{"$f":"IFERROR(\"Oui, à la ligne \" & MATCH(tableFévrier[[#This Row],[Fusion]],tableOctobre[Fusion],0)+1,\"Non trouvé\")","v":"Non trouvé"},null,1652,null,1652]
["BAT08RC32","Vestiaires hommes production","U_SANS   PREVENTIF","Sans   préventif","MPS","AR","U200BATP","AR",null,"2049-12-30",0,1,0,null,null,"BIOMED_ULIS",{"$error":"#NAME?"},{"$f":"IFERROR(\"Oui, à la ligne \" & MATCH(tableFévrier[[#This Row],[Fusion]],tableOctobre[Fusion],0)+1,\"Non trouvé\")","v":"Non trouvé"},null,1653,null,1653]
["BAT08RC33","Sas lave mains femmes","U_SANS   PREVENTIF","Sans   préventif","MPS","AR","U200BATP","AR",null,"2049-12-30",0,1,0,null,null,"BIOMED_ULIS",{"$error":"#NAME?"},{"$f":"IFERROR(\"Oui, à la ligne \" & MATCH(tableFévrier[[#This Row],[Fusion]],tableOctobre[Fusion],0)+1,\"Non trouvé\")","v":"Non trouvé"},null,1654,null,1654]
["BAT08RC34","Vestiaires femmes production","U_SANS   PREVENTIF","Sans   préventif","MPS","AR","U200BATP","AR",null,"2049-12-30",0,1,0,null,null,"BIOMED_ULIS",{"$error":"#NAME?"},{"$f":"IFERROR(\"Oui, à la ligne \" & MATCH(tableFévrier[[#This Row],[Fusion]],tableOctobre[Fusion],0)+1,\"Non trouvé\")","v":"Non trouvé"},null,1655,null,1655]
["BAT08RC35","Préparation Matériels Stériles","U_SANS   PREVENTIF","Sans   préventif","MPS","AR","U200BATP","AR",null,"2049-12-30",0,1,0,null,null,"BIOMED_ULIS",{"$error":"#NAME?"},{"$f":"IFERROR(\"Oui, à la ligne \" & MATCH(tableFévrier[[#This Row],[Fusion]],tableOctobre[Fusion],0)+1,\"Non trouvé\")","v":"Non trouvé"},null,1656,null,1656]
["BAT08RC39","Pièce de filtration MPVP","U_SANS   PREVENTIF","Sans   préventif","MPS","AR","U200BATP","AR",null,"2049-12-30",0,1,0,null,null,"BIOMED_ULIS",{"$error":"#NAME?"},{"$f":"IFERROR(\"Oui, à la ligne \" & MATCH(tableFévrier[[#This Row],[Fusion]],tableOctobre[Fusion],0)+1,\"Non trouvé\")","v":"Non trouvé"},null,1657,null,1657]
["BAT08RC41","Laverie albumine","U_SANS   PREVENTIF","Sans   préventif","MPS","AR","U200BATP","AR",null,"2049-12-30",0,1,0,null,null,"BIOMED_ULIS",{"$error":"#NAME?"},{"$f":"IFERROR(\"Oui, à la ligne \" & MATCH(tableFévrier[[#This Row],[Fusion]],tableOctobre[Fusion],0)+1,\"Non trouvé\")","v":"Non trouvé"},null,1658,null,1658]
["BAT08RC43","Vestiaires femmes ville","U_SANS   PREVENTIF","Sans   préventif","MPS","AR","U200BATP","AR",null,"2049-12-30",0,1,0,null,null,"BIOMED_ULIS",{"$error":"#NAME?"},{"$f":"IFERROR(\"Oui, à la ligne \" & MATCH(tableFévrier[[#This Row],[Fusion]],tableOctobre[Fusion],0)+1,\"Non trouvé\")","v":"Non trouvé"},null,1659,null,1659]
["BAT08RC54","Couloir de circulation central","U_SANS   PREVENTIF","Sans   préventif","MPS","AR","U200BATP","AR",null,"2049-12-30",0,1,0,null,null,"BIOMED_ULIS",{"$error":"#NAME?"},{"$f":"IFERROR(\"Oui, à la ligne \" & MATCH(tableFévrier[[#This Row],[Fusion]],tableOctobre[Fusion],0)+1,\"Non trouvé\")","v":"Non trouvé"},null,1660,null,1660]
["BAT08RC59","Atelier UF albumine","U_SANS   PREVENTIF","Sans   préventif","MPS","AR","U200BATP","AR",null,"2049-12-30",0,1,0,null,null,"BIOMED_ULIS",{"$error":"#NAME?"},{"$f":"IFERROR(\"Oui, à la ligne \" & MATCH(tableFévrier[[#This Row],[Fusion]],tableOctobre[Fusion],0)+1,\"Non trouvé\")","v":"Non trouvé"},null,1661,null,1661]
["BAT08RC60","Atelier filtre presse albumine","U_SANS   PREVENTIF","Sans   préventif","MPS","AR","U200BATP","AR",null,"2049-12-30",0,1,0,null,null,"BIOMED_ULIS",{"$error":"#NAME?"},{"$f":"IFERROR(\"Oui, à la ligne \" & MATCH(tableFévrier[[#This Row],[Fusion]],tableOctobre[Fusion],0)+1,\"Non trouvé\")","v":"Non trouvé"},null,1662,null,1662]
["BAT08RC61","Local de conditionnement secondaire et pesée back-up","U_SANS   PREVENTIF","Sans   préventif","MPS","AR","U200BATP","AR",null,"2049-12-30",0,1,0,null,null,"BIOMED_ULIS",{"$error":"#NAME?"},{"$f":"IFERROR(\"Oui, à la ligne \" & MATCH(tableFévrier[[#This Row],[Fusion]],tableOctobre[Fusion],0)+1,\"Non trouvé\")","v":"Non trouvé"},null,1663,null,1663]
["BAT08RC62","Atelier cuverie albumine/immunoglobuline","U_SANS   PREVENTIF","Sans   préventif","MPS","AR","U200BATP","AR",null,"2049-12-30",0,1,0,null,null,"BIOMED_ULIS",{"$error":"#NAME?"},{"$f":"IFERROR(\"Oui, à la ligne \" & MATCH(tableFévrier[[#This Row],[Fusion]],tableOctobre[Fusion],0)+1,\"Non trouvé\")","v":"Non trouvé"},null,1664,null,1664]
["BAT08RC67","Supervision albumine/immunoglobulines","U_SANS   PREVENTIF","Sans   préventif","MPS","AR","U200BATP","AR",null,"2049-12-30",0,1,0,null,null,"BIOMED_ULIS",{"$error":"#NAME?"},{"$f":"IFERROR(\"Oui, à la ligne \" & MATCH(tableFévrier[[#This Row],[Fusion]],tableOctobre[Fusion],0)+1,\"Non trouvé\")","v":"Non trouvé"},null,1665,null,1665]
["BAT08RC70","Atelier UF albumine","U_SANS   PREVENTIF","Sans   préventif","MPS","AR","U200BATP","AR",null,"2049-12-30",0,1,0,null,null,"BIOMED_ULIS",{"$f":"_xlfn.TEXTJOIN(\"\",TRUE,A1666:D1666,H1666,N1666)","v":{"$error":"#NAME?"}},{"$f":"IFERROR(\"Oui, à la ligne \" & MATCH(tableFévrier[[#This Row],[Fusion]],tableOctobre[Fusion],0)+1,\"Non trouvé\")","v":"Non trouvé"},null,1666,null,1666]
["BAT08RC71","Atelier laverie FP albumine","U_SANS   PREVENTIF","Sans   préventif","MPS","AR","U200BATP","AR",null,"2049-12-30",0,1,0,null,null,"BIOMED_ULIS",{"$error":"#NAME?"},{"$f":"IFERROR(\"Oui, à la ligne \" & MATCH(tableFévrier[[#This Row],[Fusion]],tableOctobre[Fusion],0)+1,\"Non trouvé\")","v":"Non trouvé"},null,1667,null,1667]
["BAT08RC72","Bureau chef équipe albumine","U_SANS   PREVENTIF","Sans   préventif","MPS","AR","U200BATP","AR",null,"2049-12-30",0,1,0,null,null,"BIOMED_ULIS",{"$error":"#NAME?"},{"$f":"IFERROR(\"Oui, à la ligne \" & MATCH(tableFévrier[[#This Row],[Fusion]],tableOctobre[Fusion],0)+1,\"Non trouvé\")","v":"Non trouvé"},null,1668,null,1668]
["BAT08RC76","Local technique UF albumine","U_SANS   PREVENTIF","Sans   préventif","MPS","AR","U200BATP","AR",null,"2049-12-30",0,1,0,null,null,"BIOMED_ULIS",{"$error":"#NAME?"},{"$f":"IFERROR(\"Oui, à la ligne \" & MATCH(tableFévrier[[#This Row],[Fusion]],tableOctobre[Fusion],0)+1,\"Non trouvé\")","v":"Non trouvé"},null,1669,null,1669]
["BAT08RC99","Atelier broyage immunoglobuline","U_SANS   PREVENTIF","Sans   préventif","MPS","AR","U200BATP","AR",null,"2049-12-30",0,1,0,null,null,"BIOMED_ULIS",{"$error":"#NAME?"},{"$f":"IFERROR(\"Oui, à la ligne \" & MATCH(tableFévrier[[#This Row],[Fusion]],tableOctobre[Fusion],0)+1,\"Non trouvé\")","v":"Non trouvé"},null,1670,null,1670]
["BAT08SS01","Local congélateurs FC ZHV","U_SANS   PREVENTIF","Sans   préventif","MPS","AR","U200BATP","AR",null,"2049-12-30",0,1,0,null,null,"BIOMED_ULIS",{"$error":"#NAME?"},{"$f":"IFERROR(\"Oui, à la ligne \" & MATCH(tableFévrier[[#This Row],[Fusion]],tableOctobre[Fusion],0)+1,\"Non trouvé\")","v":"Non trouvé"},null,1671,null,1671]
["BAT08SS02","Atelier 8SS02 FC ZHV","U_SANS   PREVENTIF","Sans   préventif","MPS","AR","U200BATP","AR",null,"2049-12-30",0,1,0,null,null,"BIOMED_ULIS",{"$error":"#NAME?"},{"$f":"IFERROR(\"Oui, à la ligne \" & MATCH(tableFévrier[[#This Row],[Fusion]],tableOctobre[Fusion],0)+1,\"Non trouvé\")","v":"Non trouvé"},null,1672,null,1672]
["BAT08SS03","Atelier 8SS03 FC ZHV","U_SANS   PREVENTIF","Sans   préventif","MPS","AR","U200BATP","AR",null,"2049-12-30",0,1,0,null,null,"BIOMED_ULIS",{"$error":"#NAME?"},{"$f":"IFERROR(\"Oui, à la ligne \" & MATCH(tableFévrier[[#This Row],[Fusion]],tableOctobre[Fusion],0)+1,\"Non trouvé\")","v":"Non trouvé"},null,1673,null,1673]
["BAT08SS04","Laverie FC ZHV","U_SANS   PREVENTIF","Sans   préventif","MPS","AR","U200BATP","AR",null,"2049-12-30",0,1,0,null,null,"BIOMED_ULIS",{"$error":"#NAME?"},{"$f":"IFERROR(\"Oui, à la ligne \" & MATCH(tableFévrier[[#This Row],[Fusion]],tableOctobre[Fusion],0)+1,\"Non trouvé\")","v":"Non trouvé"},null,1674,null,1674]
["BAT08SS05","Couloir commun FC ZHV","U_SANS   PREVENTIF","Sans   préventif","MPS","AR","U200BATP","AR",null,"2049-12-30",0,1,0,null,null,"BIOMED_ULIS",{"$error":"#NAME?"},{"$f":"IFERROR(\"Oui, à la ligne \" & MATCH(tableFévrier[[#This Row],[Fusion]],tableOctobre[Fusion],0)+1,\"Non trouvé\")","v":"Non trouvé"},null,1675,null,1675]
["BAT08SS06","Local FC ZNHV","U_SANS   PREVENTIF","Sans   préventif","MPS","AR","U200BATP","AR",null,"2049-12-30",0,1,0,null,null,"BIOMED_ULIS",{"$error":"#NAME?"},{"$f":"IFERROR(\"Oui, à la ligne \" & MATCH(tableFévrier[[#This Row],[Fusion]],tableOctobre[Fusion],0)+1,\"Non trouvé\")","v":"Non trouvé"},null,1676,null,1676]
["BAT08SS07","Sas sortie matériels sales ZHV vers ZNHV","U_SANS   PREVENTIF","Sans   préventif","MPS","AR","U200BATP","AR",null,"2049-12-30",0,1,0,null,null,"BIOMED_ULIS",{"$error":"#NAME?"},{"$f":"IFERROR(\"Oui, à la ligne \" & MATCH(tableFévrier[[#This Row],[Fusion]],tableOctobre[Fusion],0)+1,\"Non trouvé\")","v":"Non trouvé"},null,1677,null,1677]
["BAT08SS08","Local stockage matériels FC ZNHV","U_SANS   PREVENTIF","Sans   préventif","MPS","AR","U200BATP","AR",null,"2049-12-30",0,1,0,null,null,"BIOMED_ULIS",{"$error":"#NAME?"},{"$f":"IFERROR(\"Oui, à la ligne \" & MATCH(tableFévrier[[#This Row],[Fusion]],tableOctobre[Fusion],0)+1,\"Non trouvé\")","v":"Non trouvé"},null,1678,null,1678]
["BAT08SS15","Local production eau PPI et CIP","U_SANS   PREVENTIF","Sans   préventif","MPS","AR","U200BATP","AR",null,"2049-12-30",0,1,0,null,null,"BIOMED_ULIS",{"$error":"#NAME?"},{"$f":"IFERROR(\"Oui, à la ligne \" & MATCH(tableFévrier[[#This Row],[Fusion]],tableOctobre[Fusion],0)+1,\"Non trouvé\")","v":"Non trouvé"},null,1679,null,1679]
["BAT08SS20","Local stockage matériels FC ZNHV","U_SANS   PREVENTIF","Sans   préventif","MPS","AR","U200BATP","AR",null,"2049-12-30",0,1,0,null,null,"BIOMED_ULIS",{"$error":"#NAME?"},{"$f":"IFERROR(\"Oui, à la ligne \" & MATCH(tableFévrier[[#This Row],[Fusion]],tableOctobre[Fusion],0)+1,\"Non trouvé\")","v":"Non trouvé"},null,1680,null,1680]
["BAT08SS21","Couloir d'accès FC ZNHV","U_SANS   PREVENTIF","Sans   préventif","MPS","AR","U200BATP","AR",null,"2049-12-30",0,1,0,null,null,"BIOMED_ULIS",{"$error":"#NAME?"},{"$f":"IFERROR(\"Oui, à la ligne \" & MATCH(tableFévrier[[#This Row],[Fusion]],tableOctobre[Fusion],0)+1,\"Non trouvé\")","v":"Non trouvé"},null,1681,null,1681]
["BAT08SS24","Atelier cuverie FC ZNHV","U_SANS   PREVENTIF","Sans   préventif","MPS","AR","U200BATP","AR",null,"2049-12-30",0,1,0,null,null,"BIOMED_ULIS",{"$error":"#NAME?"},{"$f":"IFERROR(\"Oui, à la ligne \" & MATCH(tableFévrier[[#This Row],[Fusion]],tableOctobre[Fusion],0)+1,\"Non trouvé\")","v":"Non trouvé"},null,1682,null,1682]
["BAT08SS25","Atelier chromato FC ZNHV","U_SANS   PREVENTIF","Sans   préventif","MPS","AR","U200BATP","AR",null,"2049-12-30",0,1,0,null,null,"BIOMED_ULIS",{"$error":"#NAME?"},{"$f":"IFERROR(\"Oui, à la ligne \" & MATCH(tableFévrier[[#This Row],[Fusion]],tableOctobre[Fusion],0)+1,\"Non trouvé\")","v":"Non trouvé"},null,1683,null,1683]
["BAT08SS27","Atelier cuverie FC ZHV","U_SANS   PREVENTIF","Sans   préventif","MPS","AR","U200BATP","AR",null,"2049-12-30",0,1,0,null,null,"BIOMED_ULIS",{"$error":"#NAME?"},{"$f":"IFERROR(\"Oui, à la ligne \" & MATCH(tableFévrier[[#This Row],[Fusion]],tableOctobre[Fusion],0)+1,\"Non trouvé\")","v":"Non trouvé"},null,1684,null,1684]
["BAT08SS28","Stockage zhv","U_SANS   PREVENTIF","Sans   préventif","MPS","AR","U200BATP","AR",null,"2049-12-30",0,1,0,null,null,"BIOMED_ULIS",{"$error":"#NAME?"},{"$f":"IFERROR(\"Oui, à la ligne \" & MATCH(tableFévrier[[#This Row],[Fusion]],tableOctobre[Fusion],0)+1,\"Non trouvé\")","v":"Non trouvé"},null,1685,null,1685]
["BAT08SS34","Sas sortie de secours","U_SANS   PREVENTIF","Sans   préventif","MPS","AR","U200BATP","AR",null,"2049-12-30",0,1,0,null,null,"BIOMED_ULIS",{"$error":"#NAME?"},{"$f":"IFERROR(\"Oui, à la ligne \" & MATCH(tableFévrier[[#This Row],[Fusion]],tableOctobre[Fusion],0)+1,\"Non trouvé\")","v":"Non trouvé"},null,1686,null,1686]
["BAT08SS36","Salle des machines froid","U_SANS   PREVENTIF","Sans   préventif","MPS","AR","U235BATU","AR",null,"2049-12-30",0,1,0,null,null,"BIOMED_ULIS",{"$error":"#NAME?"},{"$f":"IFERROR(\"Oui, à la ligne \" & MATCH(tableFévrier[[#This Row],[Fusion]],tableOctobre[Fusion],0)+1,\"Non trouvé\")","v":"Non trouvé"},null,1687,null,1687]
["BAT08SS56","SAS MAL D 01","U_SANS   PREVENTIF","Sans   préventif","MPS","AR","U200BATP","AR",null,"2049-12-30",0,1,0,null,null,"BIOMED_ULIS",{"$error":"#NAME?"},{"$f":"IFERROR(\"Oui, à la ligne \" & MATCH(tableFévrier[[#This Row],[Fusion]],tableOctobre[Fusion],0)+1,\"Non trouvé\")","v":"Non trouvé"},null,1688,null,1688]
["BAT09","Bâtiment 9 restaurant salle de réunion","U_SANS   PREVENTIF","Sans   préventif","MPS","AR","S244","AR",null,"2049-12-30",0,1,0,null,null,"BIOMED_ULIS",{"$error":"#NAME?"},{"$f":"IFERROR(\"Oui, à la ligne \" & MATCH(tableFévrier[[#This Row],[Fusion]],tableOctobre[Fusion],0)+1,\"Non trouvé\")","v":"Non trouvé"},null,1689,null,1689]
["BAT11MGG","Bâtiment 11 partie magasin général","U_SANS   PREVENTIF","Sans   préventif","MPS","AR","U200BATP","AR",null,"2049-12-30",0,1,0,null,null,"BIOMED_ULIS",{"$error":"#NAME?"},{"$f":"IFERROR(\"Oui, à la ligne \" & MATCH(tableFévrier[[#This Row],[Fusion]],tableOctobre[Fusion],0)+1,\"Non trouvé\")","v":"Non trouvé"},null,1690,null,1690]
["BAT11MGP","Bâtiment 11 partie chambres froides","U_SANS   PREVENTIF","Sans   préventif","MPS","AR","U200BATP","AR",null,"2049-12-30",0,1,0,null,null,"BIOMED_ULIS",{"$error":"#NAME?"},{"$f":"IFERROR(\"Oui, à la ligne \" & MATCH(tableFévrier[[#This Row],[Fusion]],tableOctobre[Fusion],0)+1,\"Non trouvé\")","v":"Non trouvé"},null,1691,null,1691]
["BAT13","LOCAL PLOMBERIE","U_SANS   PREVENTIF","Sans   préventif","MPS","AR","U235BATU","AR",null,"2049-12-30",0,1,0,null,null,"BIOMED_ULIS",{"$error":"#NAME?"},{"$f":"IFERROR(\"Oui, à la ligne \" & MATCH(tableFévrier[[#This Row],[Fusion]],tableOctobre[Fusion],0)+1,\"Non trouvé\")","v":"Non trouvé"},null,1692,null,1692]
["BAT14","Bâtiment 14 poste de garde Acadie","U_SANS   PREVENTIF","Sans   préventif","MPS","AR","S244","AR",null,"2049-12-30",0,1,0,null,null,"BIOMED_ULIS",{"$error":"#NAME?"},{"$f":"IFERROR(\"Oui, à la ligne \" & MATCH(tableFévrier[[#This Row],[Fusion]],tableOctobre[Fusion],0)+1,\"Non trouvé\")","v":"Non trouvé"},null,1693,null,1693]
["BAT15","Bâtiment 15 poste de garde compacteur","U_SANS   PREVENTIF","Sans   préventif","MPS","AR","S244","AR",null,"2049-12-30",0,1,0,null,null,"BIOMED_ULIS",{"$error":"#NAME?"},{"$f":"IFERROR(\"Oui, à la ligne \" & MATCH(tableFévrier[[#This Row],[Fusion]],tableOctobre[Fusion],0)+1,\"Non trouvé\")","v":"Non trouvé"},null,1694,null,1694]
["BAT16","Bâtiment compacteur déchets","U_SANS   PREVENTIF","Sans   préventif","MPS","AR","S244","AR",null,"2049-12-30",0,1,0,null,null,"BIOMED_ULIS",{"$error":"#NAME?"},{"$f":"IFERROR(\"Oui, à la ligne \" & MATCH(tableFévrier[[#This Row],[Fusion]],tableOctobre[Fusion],0)+1,\"Non trouvé\")","v":"Non trouvé"},null,1695,null,1695]
["BAT17","Bâtiment 17 poste de garde Tropique","U_SANS   PREVENTIF","Sans   préventif","MPS","AR","S244","AR",null,"2049-12-30",0,1,0,null,null,"BIOMED_ULIS",{"$error":"#NAME?"},{"$f":"IFERROR(\"Oui, à la ligne \" & MATCH(tableFévrier[[#This Row],[Fusion]],tableOctobre[Fusion],0)+1,\"Non trouvé\")","v":"Non trouvé"},null,1696,null,1696]
["BAT18","Bâtiment 18","U_SANS   PREVENTIF","Sans   préventif","MPS","AR","S244","AR",null,"2049-12-30",0,1,0,null,null,"BIOMED_ULIS",{"$error":"#NAME?"},{"$f":"IFERROR(\"Oui, à la ligne \" & MATCH(tableFévrier[[#This Row],[Fusion]],tableOctobre[Fusion],0)+1,\"Non trouvé\")","v":"Non trouvé"},null,1697,null,1697]
["BATPRODUCTION","Bâtiments de production","U_SANS   PREVENTIF","Sans   préventif","MPS","AR","U200BATP","AR",null,"2049-12-30",0,1,0,null,null,"BIOMED_ULIS",{"$error":"#NAME?"},{"$f":"IFERROR(\"Oui, à la ligne \" & MATCH(tableFévrier[[#This Row],[Fusion]],tableOctobre[Fusion],0)+1,\"Non trouvé\")","v":"Non trouvé"},null,1698,null,1698]
["CG","Stokage et distribution co2 2b1","U_SANS   PREVENTIF","Sans   préventif","MPS","AR","U850","AR",null,"2049-12-30",0,1,0,null,null,"BIOTECH_ULIS",{"$error":"#NAME?"},{"$f":"IFERROR(\"Oui, à la ligne \" & MATCH(tableFévrier[[#This Row],[Fusion]],tableOctobre[Fusion],0)+1,\"Non trouvé\")","v":"Non trouvé"},null,1699,null,1699]
["CHR01","Réservoir  désinf. acide péracétique PW","U_SANS   PREVENTIF","Sans   préventif","MPS","AR","U222PW","AR",null,"2049-12-30",0,1,0,null,null,"BIOMED_ULIS",{"$error":"#NAME?"},{"$f":"IFERROR(\"Oui, à la ligne \" & MATCH(tableFévrier[[#This Row],[Fusion]],tableOctobre[Fusion],0)+1,\"Non trouvé\")","v":"Non trouvé"},null,1700,null,1700]
["EX1CONDPLC01","Automate mireuse flacons n°2","U_SANS   PREVENTIF","Sans   préventif","MPS","AR","U112CAM","AR",null,"2049-12-30",0,1,0,null,null,"BIOMED_ULIS",{"$error":"#NAME?"},{"$f":"IFERROR(\"Oui, à la ligne \" & MATCH(tableFévrier[[#This Row],[Fusion]],tableOctobre[Fusion],0)+1,\"Non trouvé\")","v":"Non trouvé"},null,1701,null,1701]
["CRDCF1209","Chambre froide +4°C pièce 1209","U_SANS   PREVENTIF","Sans   préventif","MPS","AR","U864PDP","AR",null,"2049-12-30",0,1,0,null,null,"BIOTECH_ULIS",{"$error":"#NAME?"},{"$f":"IFERROR(\"Oui, à la ligne \" & MATCH(tableFévrier[[#This Row],[Fusion]],tableOctobre[Fusion],0)+1,\"Non trouvé\")","v":"Non trouvé"},null,1702,null,1702]
["CRDCF1250","Chambre froide -35°C pièce 1250","U_SANS   PREVENTIF","Sans   préventif","MPS","AR","U864PDP","AR",null,"2049-12-30",0,1,0,null,null,"BIOTECH_ULIS",{"$error":"#NAME?"},{"$f":"IFERROR(\"Oui, à la ligne \" & MATCH(tableFévrier[[#This Row],[Fusion]],tableOctobre[Fusion],0)+1,\"Non trouvé\")","v":"Non trouvé"},null,1703,null,1703]
["CRDCF1251","Chambre froide -20°C pièce 1251","U_SANS   PREVENTIF","Sans   préventif","MPS","AR","U864PDP","AR",null,"2049-12-30",0,1,0,null,null,"BIOTECH_ULIS",{"$error":"#NAME?"},{"$f":"IFERROR(\"Oui, à la ligne \" & MATCH(tableFévrier[[#This Row],[Fusion]],tableOctobre[Fusion],0)+1,\"Non trouvé\")","v":"Non trouvé"},null,1704,null,1704]
["CRDCF1253","Chambre froide +4°C pièce 1253","U_SANS   PREVENTIF","Sans   préventif","MPS","AR","U864PDP","AR",null,"2049-12-30",0,1,0,null,null,"BIOTECH_ULIS",{"$error":"#NAME?"},{"$f":"IFERROR(\"Oui, à la ligne \" & MATCH(tableFévrier[[#This Row],[Fusion]],tableOctobre[Fusion],0)+1,\"Non trouvé\")","v":"Non trouvé"},null,1705,null,1705]
["CRDCF1254","Chambre froide +4°C pièce 1254","U_SANS   PREVENTIF","Sans   préventif","MPS","AR","U864PDP","AR",null,"2049-12-30",0,1,0,null,null,"BIOTECH_ULIS",{"$error":"#NAME?"},{"$f":"IFERROR(\"Oui, à la ligne \" & MATCH(tableFévrier[[#This Row],[Fusion]],tableOctobre[Fusion],0)+1,\"Non trouvé\")","v":"Non trouvé"},null,1706,null,1706]
["CRDCF1255","Chambre froide +4°C pièce 1255","U_SANS   PREVENTIF","Sans   préventif","MPS","AR","U864PDP","AR",null,"2049-12-30",0,1,0,null,null,"BIOTECH_ULIS",{"$error":"#NAME?"},{"$f":"IFERROR(\"Oui, à la ligne \" & MATCH(tableFévrier[[#This Row],[Fusion]],tableOctobre[Fusion],0)+1,\"Non trouvé\")","v":"Non trouvé"},null,1707,null,1707]
["CRDCF1256","Chambre froide +4°C pièce 1256","U_SANS   PREVENTIF","Sans   préventif","MPS","AR","U864PDP","AR",null,"2049-12-30",0,1,0,null,null,"BIOTECH_ULIS",{"$error":"#NAME?"},{"$f":"IFERROR(\"Oui, à la ligne \" & MATCH(tableFévrier[[#This Row],[Fusion]],tableOctobre[Fusion],0)+1,\"Non trouvé\")","v":"Non trouvé"},null,1708,null,1708]
["CRDEQUIP","Equiments communs de R&D","U_SANS   PREVENTIF","Sans   préventif","MPS","AR","U851","AR",null,"2049-12-30",0,1,0,null,null,"BIOTECH_ULIS",{"$error":"#NAME?"},{"$f":"IFERROR(\"Oui, à la ligne \" & MATCH(tableFévrier[[#This Row],[Fusion]],tableOctobre[Fusion],0)+1,\"Non trouvé\")","v":"Non trouvé"},null,1709,null,1709]
["GW5/6ARM02","Armoire d'automatisme","U_SANS   PREVENTIF","Sans   préventif","MPS","AR","U222CW","AR",null,"2049-12-30",0,1,0,null,null,"BIOMED_ULIS",{"$error":"#NAME?"},{"$f":"IFERROR(\"Oui, à la ligne \" & MATCH(tableFévrier[[#This Row],[Fusion]],tableOctobre[Fusion],0)+1,\"Non trouvé\")","v":"Non trouvé"},null,1710,null,1710]
["DDPEQUIP","Equipements dévelop. préclinique r & d","U_SANS   PREVENTIF","Sans   préventif","MPS","AR","U850","AR",null,"2049-12-30",0,1,0,null,null,"BIOTECH_ULIS",{"$error":"#NAME?"},{"$f":"IFERROR(\"Oui, à la ligne \" & MATCH(tableFévrier[[#This Row],[Fusion]],tableOctobre[Fusion],0)+1,\"Non trouvé\")","v":"Non trouvé"},null,1711,null,1711]
["DDPF8NANO","Ligne de nanofiltration facteur VIII","U_SANS   PREVENTIF","Sans   préventif","MPS","AR","U850","AR",null,"2049-12-30",0,1,0,null,null,"BIOTECH_ULIS",{"$error":"#NAME?"},{"$f":"IFERROR(\"Oui, à la ligne \" & MATCH(tableFévrier[[#This Row],[Fusion]],tableOctobre[Fusion],0)+1,\"Non trouvé\")","v":"Non trouvé"},null,1712,null,1712]
["DDPLAV02","Machine à laver","U_SANS   PREVENTIF","Sans   préventif","MPS","AR","U850","AR",null,"2049-12-30",0,1,0,null,null,"BIOTECH_ULIS",{"$error":"#NAME?"},{"$f":"IFERROR(\"Oui, à la ligne \" & MATCH(tableFévrier[[#This Row],[Fusion]],tableOctobre[Fusion],0)+1,\"Non trouvé\")","v":"Non trouvé"},null,1713,null,1713]
["DDPR01","Réacteur","U_SANS   PREVENTIF","Sans   préventif","MPS","AR","U850","AR",null,"2049-12-30",0,1,0,null,null,"BIOTECH_ULIS",{"$error":"#NAME?"},{"$f":"IFERROR(\"Oui, à la ligne \" & MATCH(tableFévrier[[#This Row],[Fusion]],tableOctobre[Fusion],0)+1,\"Non trouvé\")","v":"Non trouvé"},null,1714,null,1714]
["DDPR02","Réservoir 110 l mesure eau nano-filtrat.","U_SANS   PREVENTIF","Sans   préventif","MPS","AR","U850","AR",null,"2049-12-30",0,1,0,null,null,"BIOTECH_ULIS",{"$error":"#NAME?"},{"$f":"IFERROR(\"Oui, à la ligne \" & MATCH(tableFévrier[[#This Row],[Fusion]],tableOctobre[Fusion],0)+1,\"Non trouvé\")","v":"Non trouvé"},null,1715,null,1715]
["DDPR03","Réservoir 546 l prépa. tampon chromato.","U_SANS   PREVENTIF","Sans   préventif","MPS","AR","U850","AR",null,"2049-12-30",0,1,0,null,null,"BIOTECH_ULIS",{"$error":"#NAME?"},{"$f":"IFERROR(\"Oui, à la ligne \" & MATCH(tableFévrier[[#This Row],[Fusion]],tableOctobre[Fusion],0)+1,\"Non trouvé\")","v":"Non trouvé"},null,1716,null,1716]
["DDPR04","Réservoir 546 l pour dialyse","U_SANS   PREVENTIF","Sans   préventif","MPS","AR","U850","AR",null,"2049-12-30",0,1,0,null,null,"BIOTECH_ULIS",{"$error":"#NAME?"},{"$f":"IFERROR(\"Oui, à la ligne \" & MATCH(tableFévrier[[#This Row],[Fusion]],tableOctobre[Fusion],0)+1,\"Non trouvé\")","v":"Non trouvé"},null,1717,null,1717]
["DE2BD01","Boucle circuit de refroidissement GAMC21","U_SANS   PREVENTIF","Sans   préventif","MPS","AR","U441","AR",null,"2049-12-30",0,1,0,null,null,"BIOMED_ULIS",{"$error":"#NAME?"},{"$f":"IFERROR(\"Oui, à la ligne \" & MATCH(tableFévrier[[#This Row],[Fusion]],tableOctobre[Fusion],0)+1,\"Non trouvé\")","v":"Non trouvé"},null,1718,null,1718]
["DE2HV01","Vanne refroidissement débit refroidissement bol GAMC21","U_SANS   PREVENTIF","Sans   préventif","MPS","AR","U441","AR",null,"2049-12-30",0,1,0,null,null,"BIOMED_ULIS",{"$error":"#NAME?"},{"$f":"IFERROR(\"Oui, à la ligne \" & MATCH(tableFévrier[[#This Row],[Fusion]],tableOctobre[Fusion],0)+1,\"Non trouvé\")","v":"Non trouvé"},null,1719,null,1719]
["DE2HV02","Vanne réglage débit refroidissement turbine GAMC21","U_SANS   PREVENTIF","Sans   préventif","MPS","AR","U441","AR",null,"2049-12-30",0,1,0,null,null,"BIOMED_ULIS",{"$error":"#NAME?"},{"$f":"IFERROR(\"Oui, à la ligne \" & MATCH(tableFévrier[[#This Row],[Fusion]],tableOctobre[Fusion],0)+1,\"Non trouvé\")","v":"Non trouvé"},null,1720,null,1720]
["EX1DE2HV03","Vanne by pass caloporteur GAMC21","U_SANS   PREVENTIF","Sans   préventif","MPS","AR","U441","AR",null,"2049-12-30",0,1,0,null,null,"BIOMED_ULIS",{"$error":"#NAME?"},{"$f":"IFERROR(\"Oui, à la ligne \" & MATCH(tableFévrier[[#This Row],[Fusion]],tableOctobre[Fusion],0)+1,\"Non trouvé\")","v":"Non trouvé"},null,1721,null,1721]
["DE3BD01","Boucle circuit de refroidissement GAMC22","U_SANS   PREVENTIF","Sans   préventif","MPS","AR","U441","AR",null,"2049-12-30",0,1,0,null,null,"BIOMED_ULIS",{"$error":"#NAME?"},{"$f":"IFERROR(\"Oui, à la ligne \" & MATCH(tableFévrier[[#This Row],[Fusion]],tableOctobre[Fusion],0)+1,\"Non trouvé\")","v":"Non trouvé"},null,1722,null,1722]
["DE3HV01","Vanne réglage débit refroidissement bol GAMC22","U_SANS   PREVENTIF","Sans   préventif","MPS","AR","U441","AR",null,"2049-12-30",0,1,0,null,null,"BIOMED_ULIS",{"$error":"#NAME?"},{"$f":"IFERROR(\"Oui, à la ligne \" & MATCH(tableFévrier[[#This Row],[Fusion]],tableOctobre[Fusion],0)+1,\"Non trouvé\")","v":"Non trouvé"},null,1723,null,1723]
["DE3HV02","Vanne réglage débit refroidissement turbine GAMC22","U_SANS   PREVENTIF","Sans   préventif","MPS","AR","U441","AR",null,"2049-12-30",0,1,0,null,null,"BIOMED_ULIS",{"$error":"#NAME?"},{"$f":"IFERROR(\"Oui, à la ligne \" & MATCH(tableFévrier[[#This Row],[Fusion]],tableOctobre[Fusion],0)+1,\"Non trouvé\")","v":"Non trouvé"},null,1724,null,1724]
["EX1DE3HV03","Vanne by pass caloporteur GAMC22","U_SANS   PREVENTIF","Sans   préventif","MPS","AR","U441","AR",null,"2049-12-30",0,1,0,null,null,"BIOMED_ULIS",{"$error":"#NAME?"},{"$f":"IFERROR(\"Oui, à la ligne \" & MATCH(tableFévrier[[#This Row],[Fusion]],tableOctobre[Fusion],0)+1,\"Non trouvé\")","v":"Non trouvé"},null,1725,null,1725]
["DESAFECEQUIP","Equipements en attente de réaffectation","U_SANS   PREVENTIF","Sans   préventif","MPS","AR","U200","AR",null,"2049-12-30",0,1,0,null,null,"BIOMED_ULIS",{"$error":"#NAME?"},{"$f":"IFERROR(\"Oui, à la ligne \" & MATCH(tableFévrier[[#This Row],[Fusion]],tableOctobre[Fusion],0)+1,\"Non trouvé\")","v":"Non trouvé"},null,1726,null,1726]
["DESTRUCEQUIP","Equipements détruits","U_SANS   PREVENTIF","Sans   préventif","MPS","AR","U200","AR",null,"2049-12-30",0,1,0,null,null,"ULIS",{"$error":"#NAME?"},{"$f":"IFERROR(\"Oui, à la ligne \" & MATCH(tableFévrier[[#This Row],[Fusion]],tableOctobre[Fusion],0)+1,\"Non trouvé\")","v":"Non trouvé"},null,1727,null,1727]
["EXDWHBV11","Robinet de barrage alimentation PW","U_SANS   PREVENTIF","Sans   préventif","MPS","AR","U222DW","AR",null,"2049-12-30",0,1,0,null,null,"BIOMED_ULIS",{"$error":"#NAME?"},{"$f":"IFERROR(\"Oui, à la ligne \" & MATCH(tableFévrier[[#This Row],[Fusion]],tableOctobre[Fusion],0)+1,\"Non trouvé\")","v":"Non trouvé"},null,1728,null,1728]
["EXDWMBV301","Vanne pneu. papillon alim. e.v. duo n°1","U_SANS   PREVENTIF","Sans   préventif","MPS","AR","U222PW","AR",null,"2049-12-30",0,1,0,null,null,"BIOMED_ULIS",{"$error":"#NAME?"},{"$f":"IFERROR(\"Oui, à la ligne \" & MATCH(tableFévrier[[#This Row],[Fusion]],tableOctobre[Fusion],0)+1,\"Non trouvé\")","v":"Non trouvé"},null,1729,null,1729]
["EXDWMBV401","Vanne pneu. papillon alim. e.v. duo n°2","U_SANS   PREVENTIF","Sans   préventif","MPS","AR","U222PW","AR",null,"2049-12-30",0,1,0,null,null,"BIOMED_ULIS",{"$f":"_xlfn.TEXTJOIN(\"\",TRUE,A1730:D1730,H1730,N1730)","v":{"$error":"#NAME?"}},{"$f":"IFERROR(\"Oui, à la ligne \" & MATCH(tableFévrier[[#This Row],[Fusion]],tableOctobre[Fusion],0)+1,\"Non trouvé\")","v":"Non trouvé"},null,1730,null,1730]
["EXDWPDV02","Vanne pneumatique vidange cuve DWT01","U_SANS   PREVENTIF","Sans   préventif","MPS","AR","U222PW","AR",null,"2049-12-30",0,1,0,null,null,"BIOMED_ULIS",{"$error":"#NAME?"},{"$f":"IFERROR(\"Oui, à la ligne \" & MATCH(tableFévrier[[#This Row],[Fusion]],tableOctobre[Fusion],0)+1,\"Non trouvé\")","v":"Non trouvé"},null,1731,null,1731]
["EXDWPDV303","Vanne pneu. alim. e. v. cation duo n°1","U_SANS   PREVENTIF","Sans   préventif","MPS","AR","U222DW","AR",null,"2049-12-30",0,1,0,null,null,"BIOMED_ULIS",{"$error":"#NAME?"},{"$f":"IFERROR(\"Oui, à la ligne \" & MATCH(tableFévrier[[#This Row],[Fusion]],tableOctobre[Fusion],0)+1,\"Non trouvé\")","v":"Non trouvé"},null,1732,null,1732]
["EXDWPDV308","Vanne pneu. alim. e. v. anion duo n°1","U_SANS   PREVENTIF","Sans   préventif","MPS","AR","U222DW","AR",null,"2049-12-30",0,1,0,null,null,"BIOMED_ULIS",{"$error":"#NAME?"},{"$f":"IFERROR(\"Oui, à la ligne \" & MATCH(tableFévrier[[#This Row],[Fusion]],tableOctobre[Fusion],0)+1,\"Non trouvé\")","v":"Non trouvé"},null,1733,null,1733]
["EXDWPDV403","Vanne pneu. alim. e. v. cation duo n°2","U_SANS   PREVENTIF","Sans   préventif","MPS","AR","U222DW","AR",null,"2049-12-30",0,1,0,null,null,"BIOMED_ULIS",{"$error":"#NAME?"},{"$f":"IFERROR(\"Oui, à la ligne \" & MATCH(tableFévrier[[#This Row],[Fusion]],tableOctobre[Fusion],0)+1,\"Non trouvé\")","v":"Non trouvé"},null,1734,null,1734]
["EXDWPDV408","Vanne pneu. alim. e. v. anion duo n°2","U_SANS   PREVENTIF","Sans   préventif","MPS","AR","U222DW","AR",null,"2049-12-30",0,1,0,null,null,"BIOMED_ULIS",{"$error":"#NAME?"},{"$f":"IFERROR(\"Oui, à la ligne \" & MATCH(tableFévrier[[#This Row],[Fusion]],tableOctobre[Fusion],0)+1,\"Non trouvé\")","v":"Non trouvé"},null,1735,null,1735]
["DWSBD120","Réseau distribution eau ville animalerie","U_SANS   PREVENTIF","Sans   préventif","MPS","AR","U222DW","AR",null,"2049-12-30",0,1,0,null,null,"BIOMED_ULIS",{"$error":"#NAME?"},{"$f":"IFERROR(\"Oui, à la ligne \" & MATCH(tableFévrier[[#This Row],[Fusion]],tableOctobre[Fusion],0)+1,\"Non trouvé\")","v":"Non trouvé"},null,1736,null,1736]
["DWSBD121","Réseau distribution eau ville abreuvoirs","U_SANS   PREVENTIF","Sans   préventif","MPS","AR","U222DW","AR",null,"2049-12-30",0,1,0,null,null,"BIOMED_ULIS",{"$error":"#NAME?"},{"$f":"IFERROR(\"Oui, à la ligne \" & MATCH(tableFévrier[[#This Row],[Fusion]],tableOctobre[Fusion],0)+1,\"Non trouvé\")","v":"Non trouvé"},null,1737,null,1737]
["EXDWT01","Cuve eau de ville amont déminéralisation","U_SANS   PREVENTIF","Sans   préventif","MPS","AR","U222PW","AR",null,"2049-12-30",0,1,0,null,null,"BIOMED_ULIS",{"$error":"#NAME?"},{"$f":"IFERROR(\"Oui, à la ligne \" & MATCH(tableFévrier[[#This Row],[Fusion]],tableOctobre[Fusion],0)+1,\"Non trouvé\")","v":"Non trouvé"},null,1738,null,1738]
["ELE06N","Distribution bt normal tr6","U_SANS   PREVENTIF","Sans   préventif","MPS","AR","U222ELE","AR",null,"2049-12-30",0,1,0,null,null,"BIOMED_ULIS",{"$error":"#NAME?"},{"$f":"IFERROR(\"Oui, à la ligne \" & MATCH(tableFévrier[[#This Row],[Fusion]],tableOctobre[Fusion],0)+1,\"Non trouvé\")","v":"Non trouvé"},null,1739,null,1739]
["ELE07N","Distribution bt normal tr7","U_SANS   PREVENTIF","Sans   préventif","MPS","AR","U222ELE","AR",null,"2049-12-30",0,1,0,null,null,"BIOMED_ULIS",{"$error":"#NAME?"},{"$f":"IFERROR(\"Oui, à la ligne \" & MATCH(tableFévrier[[#This Row],[Fusion]],tableOctobre[Fusion],0)+1,\"Non trouvé\")","v":"Non trouvé"},null,1740,null,1740]
["ELE08ARM11R15","Armoire 11RC65 Circulation","U_SANS   PREVENTIF","Sans   préventif","MPS","AR","U222ELE","AR",null,"2049-12-30",0,1,0,null,null,"BIOMED_ULIS",{"$error":"#NAME?"},{"$f":"IFERROR(\"Oui, à la ligne \" & MATCH(tableFévrier[[#This Row],[Fusion]],tableOctobre[Fusion],0)+1,\"Non trouvé\")","v":"Non trouvé"},null,1741,null,1741]
["ELE08N","Distribution bt normal tr8","U_SANS   PREVENTIF","Sans   préventif","MPS","AR","U222ELE","AR",null,"2049-12-30",0,1,0,null,null,"BIOMED_ULIS",{"$error":"#NAME?"},{"$f":"IFERROR(\"Oui, à la ligne \" & MATCH(tableFévrier[[#This Row],[Fusion]],tableOctobre[Fusion],0)+1,\"Non trouvé\")","v":"Non trouvé"},null,1742,null,1742]
["ELE12ARM0111","Armoire distribution normal 1b1 gaine 1","U_SANS   PREVENTIF","Sans   préventif","MPS","AR","U222ELE","AR",null,"2049-12-30",0,1,0,null,null,"BIOMED_ULIS",{"$error":"#NAME?"},{"$f":"IFERROR(\"Oui, à la ligne \" & MATCH(tableFévrier[[#This Row],[Fusion]],tableOctobre[Fusion],0)+1,\"Non trouvé\")","v":"Non trouvé"},null,1743,null,1743]
["ELE12ARM0121","Armoire distribution normal 2b1 gaine 1","U_SANS   PREVENTIF","Sans   préventif","MPS","AR","U222ELE","AR",null,"2049-12-30",0,1,0,null,null,"BIOMED_ULIS",{"$error":"#NAME?"},{"$f":"IFERROR(\"Oui, à la ligne \" & MATCH(tableFévrier[[#This Row],[Fusion]],tableOctobre[Fusion],0)+1,\"Non trouvé\")","v":"Non trouvé"},null,1744,null,1744]
["ELE12ARM0122","Armoire distribution secouru 2b1 gaine 1","U_SANS   PREVENTIF","Sans   préventif","MPS","AR","U222ELE","AR",null,"2049-12-30",0,1,0,null,null,"BIOMED_ULIS",{"$error":"#NAME?"},{"$f":"IFERROR(\"Oui, à la ligne \" & MATCH(tableFévrier[[#This Row],[Fusion]],tableOctobre[Fusion],0)+1,\"Non trouvé\")","v":"Non trouvé"},null,1745,null,1745]
["ELE12ARM0131","Armoire distribution normal 3b1 gaine 1","U_SANS   PREVENTIF","Sans   préventif","MPS","AR","U222ELE","AR",null,"2049-12-30",0,1,0,null,null,"BIOMED_ULIS",{"$error":"#NAME?"},{"$f":"IFERROR(\"Oui, à la ligne \" & MATCH(tableFévrier[[#This Row],[Fusion]],tableOctobre[Fusion],0)+1,\"Non trouvé\")","v":"Non trouvé"},null,1746,null,1746]
["ELE12ARM0138","Armoire distribution secouru 3b1 cf tour","U_SANS   PREVENTIF","Sans   préventif","MPS","AR","U222ELE","AR",null,"2049-12-30",0,1,0,null,null,"BIOMED_ULIS",{"$error":"#NAME?"},{"$f":"IFERROR(\"Oui, à la ligne \" & MATCH(tableFévrier[[#This Row],[Fusion]],tableOctobre[Fusion],0)+1,\"Non trouvé\")","v":"Non trouvé"},null,1747,null,1747]
["ELE12ARM02R1","Armoire distribution normal rcb2","U_SANS   PREVENTIF","Sans   préventif","MPS","AR","U222ELE","AR",null,"2049-12-30",0,1,0,null,null,"BIOMED_ULIS",{"$error":"#NAME?"},{"$f":"IFERROR(\"Oui, à la ligne \" & MATCH(tableFévrier[[#This Row],[Fusion]],tableOctobre[Fusion],0)+1,\"Non trouvé\")","v":"Non trouvé"},null,1748,null,1748]
["ELE12ARM03S2","Armoire distribution normal ssb3","U_SANS   PREVENTIF","Sans   préventif","MPS","AR","U222ELE","AR",null,"2049-12-30",0,1,0,null,null,"BIOMED_ULIS",{"$error":"#NAME?"},{"$f":"IFERROR(\"Oui, à la ligne \" & MATCH(tableFévrier[[#This Row],[Fusion]],tableOctobre[Fusion],0)+1,\"Non trouvé\")","v":"Non trouvé"},null,1749,null,1749]
["ELE12ARM03S3","Armoire distribution secouru 3b3","U_SANS   PREVENTIF","Sans   préventif","MPS","AR","U222ELE","AR",null,"2049-12-30",0,1,0,null,null,"BIOMED_ULIS",{"$error":"#NAME?"},{"$f":"IFERROR(\"Oui, à la ligne \" & MATCH(tableFévrier[[#This Row],[Fusion]],tableOctobre[Fusion],0)+1,\"Non trouvé\")","v":"Non trouvé"},null,1750,null,1750]
["ELE12N","Distribution bt normal tr1, tr2","U_SANS   PREVENTIF","Sans   préventif","MPS","AR","U222ELE","AR",null,"2049-12-30",0,1,0,null,null,"BIOMED_ULIS",{"$error":"#NAME?"},{"$f":"IFERROR(\"Oui, à la ligne \" & MATCH(tableFévrier[[#This Row],[Fusion]],tableOctobre[Fusion],0)+1,\"Non trouvé\")","v":"Non trouvé"},null,1751,null,1751]
["ELE12S","Distribution bt secouru tr1, tr2, ge1","U_SANS   PREVENTIF","Sans   préventif","MPS","AR","U222ELE","AR",null,"2049-12-30",0,1,0,null,null,"BIOMED_ULIS",{"$error":"#NAME?"},{"$f":"IFERROR(\"Oui, à la ligne \" & MATCH(tableFévrier[[#This Row],[Fusion]],tableOctobre[Fusion],0)+1,\"Non trouvé\")","v":"Non trouvé"},null,1752,null,1752]
["ELE34N","Distribution bt normal tr3, tr4","U_SANS   PREVENTIF","Sans   préventif","MPS","AR","U222ELE","AR",null,"2049-12-30",0,1,0,null,null,"BIOMED_ULIS",{"$error":"#NAME?"},{"$f":"IFERROR(\"Oui, à la ligne \" & MATCH(tableFévrier[[#This Row],[Fusion]],tableOctobre[Fusion],0)+1,\"Non trouvé\")","v":"Non trouvé"},null,1753,null,1753]
["ELE34S","Distribution bt secourue tr3, tr4, ge2","U_SANS   PREVENTIF","Sans   préventif","MPS","AR","U222ELE","AR",null,"2049-12-30",0,1,0,null,null,"BIOMED_ULIS",{"$error":"#NAME?"},{"$f":"IFERROR(\"Oui, à la ligne \" & MATCH(tableFévrier[[#This Row],[Fusion]],tableOctobre[Fusion],0)+1,\"Non trouvé\")","v":"Non trouvé"},null,1754,null,1754]
["ELE59N","Distribution bt normal tr5, tr9","U_SANS   PREVENTIF","Sans   préventif","MPS","AR","U222ELE","AR",null,"2049-12-30",0,1,0,null,null,"BIOMED_ULIS",{"$error":"#NAME?"},{"$f":"IFERROR(\"Oui, à la ligne \" & MATCH(tableFévrier[[#This Row],[Fusion]],tableOctobre[Fusion],0)+1,\"Non trouvé\")","v":"Non trouvé"},null,1755,null,1755]
["ELE59S","Distribution bt secours tr5, tr9, ge2","U_SANS   PREVENTIF","Sans   préventif","MPS","AR","U222ELE","AR",null,"2049-12-30",0,1,0,null,null,"BIOMED_ULIS",{"$error":"#NAME?"},{"$f":"IFERROR(\"Oui, à la ligne \" & MATCH(tableFévrier[[#This Row],[Fusion]],tableOctobre[Fusion],0)+1,\"Non trouvé\")","v":"Non trouvé"},null,1756,null,1756]
["EXELEALT01","Alternateur goupe électrogène n°1","U_SANS   PREVENTIF","Sans   préventif","MPS","AR","U222ELE","AR",null,"2049-12-30",0,1,0,null,null,"BIOMED_ULIS",{"$error":"#NAME?"},{"$f":"IFERROR(\"Oui, à la ligne \" & MATCH(tableFévrier[[#This Row],[Fusion]],tableOctobre[Fusion],0)+1,\"Non trouvé\")","v":"Non trouvé"},null,1757,null,1757]
["EXELEALT02","Alternateur goupe électrogène n°2","U_SANS   PREVENTIF","Sans   préventif","MPS","AR","U222ELE","AR",null,"2049-12-30",0,1,0,null,null,"BIOMED_ULIS",{"$error":"#NAME?"},{"$f":"IFERROR(\"Oui, à la ligne \" & MATCH(tableFévrier[[#This Row],[Fusion]],tableOctobre[Fusion],0)+1,\"Non trouvé\")","v":"Non trouvé"},null,1758,null,1758]
["EXELEALT03","Alternateur goupe électrogène n°3","U_SANS   PREVENTIF","Sans   préventif","MPS","AR","U222ELE","AR",null,"2049-12-30",0,1,0,null,null,"BIOMED_ULIS",{"$error":"#NAME?"},{"$f":"IFERROR(\"Oui, à la ligne \" & MATCH(tableFévrier[[#This Row],[Fusion]],tableOctobre[Fusion],0)+1,\"Non trouvé\")","v":"Non trouvé"},null,1759,null,1759]
["EXELEMOT01","Moteur groupe électrogène n°1","U_SANS   PREVENTIF","Sans   préventif","MPS","AR","U222ELE","AR",null,"2049-12-30",0,1,0,null,null,"BIOMED_ULIS",{"$error":"#NAME?"},{"$f":"IFERROR(\"Oui, à la ligne \" & MATCH(tableFévrier[[#This Row],[Fusion]],tableOctobre[Fusion],0)+1,\"Non trouvé\")","v":"Non trouvé"},null,1760,null,1760]
["EXELEMOT02","Moteur groupe électrogène n°2","U_SANS   PREVENTIF","Sans   préventif","MPS","AR","U222ELE","AR",null,"2049-12-30",0,1,0,null,null,"BIOMED_ULIS",{"$error":"#NAME?"},{"$f":"IFERROR(\"Oui, à la ligne \" & MATCH(tableFévrier[[#This Row],[Fusion]],tableOctobre[Fusion],0)+1,\"Non trouvé\")","v":"Non trouvé"},null,1761,null,1761]
["EXELEMOT03","Moteur goupe électrogène n°3","U_SANS   PREVENTIF","Sans   préventif","MPS","AR","U222ELE","AR",null,"2049-12-30",0,1,0,null,null,"BIOMED_ULIS",{"$error":"#NAME?"},{"$f":"IFERROR(\"Oui, à la ligne \" & MATCH(tableFévrier[[#This Row],[Fusion]],tableOctobre[Fusion],0)+1,\"Non trouvé\")","v":"Non trouvé"},null,1762,null,1762]
["EXELETR03","Transformateur ht/bt n°3 poste ouest","U_SANS   PREVENTIF","Sans   préventif","MPS","AR","U222ELE","AR",null,"2049-12-30",0,1,0,null,null,"BIOMED_ULIS",{"$error":"#NAME?"},{"$f":"IFERROR(\"Oui, à la ligne \" & MATCH(tableFévrier[[#This Row],[Fusion]],tableOctobre[Fusion],0)+1,\"Non trouvé\")","v":"Non trouvé"},null,1763,null,1763]
["EXELETR04","Transformateur ht/bt n°4 poste ouest","U_SANS   PREVENTIF","Sans   préventif","MPS","AR","U222ELE","AR",null,"2049-12-30",0,1,0,null,null,"BIOMED_ULIS",{"$error":"#NAME?"},{"$f":"IFERROR(\"Oui, à la ligne \" & MATCH(tableFévrier[[#This Row],[Fusion]],tableOctobre[Fusion],0)+1,\"Non trouvé\")","v":"Non trouvé"},null,1764,null,1764]
["ELETR05","Transformateur ht/bt n°5 poste est","U_SANS   PREVENTIF","Sans   préventif","MC","DEF","U222ELE","10U",null,"2049-12-31",0,1,0,null,null,"BIOMED_ULIS",{"$error":"#NAME?"},{"$f":"IFERROR(\"Oui, à la ligne \" & MATCH(tableFévrier[[#This Row],[Fusion]],tableOctobre[Fusion],0)+1,\"Non trouvé\")","v":"Non trouvé"},null,1765,null,1765]
["ELETR06","Transformateur ht/bt n°6 poste restau.","U_SANS   PREVENTIF","Sans   préventif","MC","DEF","U222ELE","10U",null,"2049-12-31",0,1,0,null,null,"BIOMED_ULIS",{"$error":"#NAME?"},{"$f":"IFERROR(\"Oui, à la ligne \" & MATCH(tableFévrier[[#This Row],[Fusion]],tableOctobre[Fusion],0)+1,\"Non trouvé\")","v":"Non trouvé"},null,1766,null,1766]
["ELETR08","Transformateur ht/bt n°8 poste magasin","U_SANS   PREVENTIF","Sans   préventif","MC","DEF","U222ELE","10U",null,"2049-12-31",0,1,0,null,null,"BIOMED_ULIS",{"$error":"#NAME?"},{"$f":"IFERROR(\"Oui, à la ligne \" & MATCH(tableFévrier[[#This Row],[Fusion]],tableOctobre[Fusion],0)+1,\"Non trouvé\")","v":"Non trouvé"},null,1767,null,1767]
["ELETR09","Transformateur ht/bt n°9 poste est","U_SANS   PREVENTIF","Sans   préventif","MC","DEF","U222ELE","10U",null,"2049-12-31",0,1,0,null,null,"BIOMED_ULIS",{"$error":"#NAME?"},{"$f":"IFERROR(\"Oui, à la ligne \" & MATCH(tableFévrier[[#This Row],[Fusion]],tableOctobre[Fusion],0)+1,\"Non trouvé\")","v":"Non trouvé"},null,1768,null,1768]
["ENVEQUIP","Equipements nettoyage de production","U_SANS   PREVENTIF","Sans   préventif","MPS","AR","U408PMML","AR",null,"2049-12-30",0,1,0,null,null,"BIOMED_ULIS",{"$error":"#NAME?"},{"$f":"IFERROR(\"Oui, à la ligne \" & MATCH(tableFévrier[[#This Row],[Fusion]],tableOctobre[Fusion],0)+1,\"Non trouvé\")","v":"Non trouvé"},null,1769,null,1769]
["EPL2","Enregistrement plasma ligne n°2","U_SANS   PREVENTIF","Sans   préventif","MPS","AR","U406","AR",null,"2049-12-30",0,1,0,null,null,"BIOMED_ULIS",{"$error":"#NAME?"},{"$f":"IFERROR(\"Oui, à la ligne \" & MATCH(tableFévrier[[#This Row],[Fusion]],tableOctobre[Fusion],0)+1,\"Non trouvé\")","v":"Non trouvé"},null,1770,null,1770]
["EPL2CF07","Chambre froide enreg. plasma +5°C","U_SANS   PREVENTIF","Sans   préventif","MPS","AR","U406","AR",null,"2049-12-30",0,1,0,null,null,"BIOMED_ULIS",{"$error":"#NAME?"},{"$f":"IFERROR(\"Oui, à la ligne \" & MATCH(tableFévrier[[#This Row],[Fusion]],tableOctobre[Fusion],0)+1,\"Non trouvé\")","v":"Non trouvé"},null,1771,null,1771]
["EPL2EQUIP","Equipements spéc. enregist. plasma","U_SANS   PREVENTIF","Sans   préventif","MPS","AR","U406","AR",null,"2049-12-30",0,1,0,null,null,"BIOMED_ULIS",{"$error":"#NAME?"},{"$f":"IFERROR(\"Oui, à la ligne \" & MATCH(tableFévrier[[#This Row],[Fusion]],tableOctobre[Fusion],0)+1,\"Non trouvé\")","v":"Non trouvé"},null,1772,null,1772]
["EPL2IMP01","Imprimante étiquettes CAB poste A","U_SANS   PREVENTIF","Sans   préventif","MPS","AR","U406","AR",null,"2049-12-30",0,1,0,null,null,"BIOMED_ULIS",{"$error":"#NAME?"},{"$f":"IFERROR(\"Oui, à la ligne \" & MATCH(tableFévrier[[#This Row],[Fusion]],tableOctobre[Fusion],0)+1,\"Non trouvé\")","v":"Non trouvé"},null,1773,null,1773]
["EPL2IMP02","Imprimante étiquettes CAB poste B","U_SANS   PREVENTIF","Sans   préventif","MPS","AR","U406","AR",null,"2049-12-30",0,1,0,null,null,"BIOMED_ULIS",{"$error":"#NAME?"},{"$f":"IFERROR(\"Oui, à la ligne \" & MATCH(tableFévrier[[#This Row],[Fusion]],tableOctobre[Fusion],0)+1,\"Non trouvé\")","v":"Non trouvé"},null,1774,null,1774]
["EPL2IMP03","Imprimante étiquettes CAB poste C","U_SANS   PREVENTIF","Sans   préventif","MPS","AR","U406","AR",null,"2049-12-30",0,1,0,null,null,"BIOMED_ULIS",{"$error":"#NAME?"},{"$f":"IFERROR(\"Oui, à la ligne \" & MATCH(tableFévrier[[#This Row],[Fusion]],tableOctobre[Fusion],0)+1,\"Non trouvé\")","v":"Non trouvé"},null,1775,null,1775]
["EPL2IMP04","Imprimante étiquettes CAB poste D","U_SANS   PREVENTIF","Sans   préventif","MPS","AR","U406","AR",null,"2049-12-30",0,1,0,null,null,"BIOMED_ULIS",{"$error":"#NAME?"},{"$f":"IFERROR(\"Oui, à la ligne \" & MATCH(tableFévrier[[#This Row],[Fusion]],tableOctobre[Fusion],0)+1,\"Non trouvé\")","v":"Non trouvé"},null,1776,null,1776]
["EPL2IMP05","Imprimante étiquettes CAB poste E","U_SANS   PREVENTIF","Sans   préventif","MPS","AR","U406","AR",null,"2049-12-30",0,1,0,null,null,"BIOMED_ULIS",{"$error":"#NAME?"},{"$f":"IFERROR(\"Oui, à la ligne \" & MATCH(tableFévrier[[#This Row],[Fusion]],tableOctobre[Fusion],0)+1,\"Non trouvé\")","v":"Non trouvé"},null,1777,null,1777]
["EPL2IMP06","Imprimante étiquettes CAB poste F","U_SANS   PREVENTIF","Sans   préventif","MPS","AR","U406","AR",null,"2049-12-30",0,1,0,null,null,"BIOMED_ULIS",{"$error":"#NAME?"},{"$f":"IFERROR(\"Oui, à la ligne \" & MATCH(tableFévrier[[#This Row],[Fusion]],tableOctobre[Fusion],0)+1,\"Non trouvé\")","v":"Non trouvé"},null,1778,null,1778]
["EPL2IMP07","Imprimante étiquettes CAB poste G","U_SANS   PREVENTIF","Sans   préventif","MPS","AR","U406","AR",null,"2049-12-30",0,1,0,null,null,"BIOMED_ULIS",{"$error":"#NAME?"},{"$f":"IFERROR(\"Oui, à la ligne \" & MATCH(tableFévrier[[#This Row],[Fusion]],tableOctobre[Fusion],0)+1,\"Non trouvé\")","v":"Non trouvé"},null,1779,null,1779]
["EPL2LCB01","Lecteur fixe de codes à barres","U_SANS   PREVENTIF","Sans   préventif","MPS","AR","U406","AR",null,"2049-12-30",0,1,0,null,null,"BIOMED_ULIS",{"$error":"#NAME?"},{"$f":"IFERROR(\"Oui, à la ligne \" & MATCH(tableFévrier[[#This Row],[Fusion]],tableOctobre[Fusion],0)+1,\"Non trouvé\")","v":"Non trouvé"},null,1780,null,1780]
["EPL2LCB20","Lecteur mobile codes à barres","U_SANS   PREVENTIF","Sans   préventif","MPS","AR","U406","AR",null,"2049-12-30",0,1,0,null,null,"BIOMED_ULIS",{"$error":"#NAME?"},{"$f":"IFERROR(\"Oui, à la ligne \" & MATCH(tableFévrier[[#This Row],[Fusion]],tableOctobre[Fusion],0)+1,\"Non trouvé\")","v":"Non trouvé"},null,1781,null,1781]
["EPL2LCB03","Lecteur fixe de codes à barres","U_SANS   PREVENTIF","Sans   préventif","MPS","AR","U406","AR",null,"2049-12-30",0,1,0,null,null,"BIOMED_ULIS",{"$error":"#NAME?"},{"$f":"IFERROR(\"Oui, à la ligne \" & MATCH(tableFévrier[[#This Row],[Fusion]],tableOctobre[Fusion],0)+1,\"Non trouvé\")","v":"Non trouvé"},null,1782,null,1782]
["EPL2LCB04","Lecteur fixe de codes à barres","U_SANS   PREVENTIF","Sans   préventif","MPS","AR","U406","AR",null,"2049-12-30",0,1,0,null,null,"BIOMED_ULIS",{"$error":"#NAME?"},{"$f":"IFERROR(\"Oui, à la ligne \" & MATCH(tableFévrier[[#This Row],[Fusion]],tableOctobre[Fusion],0)+1,\"Non trouvé\")","v":"Non trouvé"},null,1783,null,1783]
["EPL2LCB05","Lecteur fixe de codes à barres","U_SANS   PREVENTIF","Sans   préventif","MPS","AR","U406","AR",null,"2049-12-30",0,1,0,null,null,"BIOMED_ULIS",{"$error":"#NAME?"},{"$f":"IFERROR(\"Oui, à la ligne \" & MATCH(tableFévrier[[#This Row],[Fusion]],tableOctobre[Fusion],0)+1,\"Non trouvé\")","v":"Non trouvé"},null,1784,null,1784]
["EPL2LCB06","Lecteur fixe de codes à barres","U_SANS   PREVENTIF","Sans   préventif","MPS","AR","U406","AR",null,"2049-12-30",0,1,0,null,null,"BIOMED_ULIS",{"$error":"#NAME?"},{"$f":"IFERROR(\"Oui, à la ligne \" & MATCH(tableFévrier[[#This Row],[Fusion]],tableOctobre[Fusion],0)+1,\"Non trouvé\")","v":"Non trouvé"},null,1785,null,1785]
["EPL2LCB07","Lecteur fixe de codes à barres","U_SANS   PREVENTIF","Sans   préventif","MPS","AR","U406","AR",null,"2049-12-30",0,1,0,null,null,"BIOMED_ULIS",{"$error":"#NAME?"},{"$f":"IFERROR(\"Oui, à la ligne \" & MATCH(tableFévrier[[#This Row],[Fusion]],tableOctobre[Fusion],0)+1,\"Non trouvé\")","v":"Non trouvé"},null,1786,null,1786]
["EPL2LCB08","Lecteur fixe de codes à barres poste H","U_SANS   PREVENTIF","Sans   préventif","MPS","AR","U406","AR",null,"2049-12-30",0,1,0,null,null,"BIOMED_ULIS",{"$error":"#NAME?"},{"$f":"IFERROR(\"Oui, à la ligne \" & MATCH(tableFévrier[[#This Row],[Fusion]],tableOctobre[Fusion],0)+1,\"Non trouvé\")","v":"Non trouvé"},null,1787,null,1787]
["EPL2LCB09","Lecteur fixe de codes à barres","U_SANS   PREVENTIF","Sans   préventif","MPS","AR","U406","AR",null,"2049-12-30",0,1,0,null,null,"BIOMED_ULIS",{"$error":"#NAME?"},{"$f":"IFERROR(\"Oui, à la ligne \" & MATCH(tableFévrier[[#This Row],[Fusion]],tableOctobre[Fusion],0)+1,\"Non trouvé\")","v":"Non trouvé"},null,1788,null,1788]
["EPL2LCB10","Lecteur mobile de codes barres","U_SANS   PREVENTIF","Sans   préventif","MPS","AR","U406","AR",null,"2049-12-30",0,1,0,null,null,"BIOMED_ULIS",{"$error":"#NAME?"},{"$f":"IFERROR(\"Oui, à la ligne \" & MATCH(tableFévrier[[#This Row],[Fusion]],tableOctobre[Fusion],0)+1,\"Non trouvé\")","v":"Non trouvé"},null,1789,null,1789]
["EPL2LCB11","Lecteur mobile de codes barres","U_SANS   PREVENTIF","Sans   préventif","MPS","AR","U406","AR",null,"2049-12-30",0,1,0,null,null,"BIOMED_ULIS",{"$error":"#NAME?"},{"$f":"IFERROR(\"Oui, à la ligne \" & MATCH(tableFévrier[[#This Row],[Fusion]],tableOctobre[Fusion],0)+1,\"Non trouvé\")","v":"Non trouvé"},null,1790,null,1790]
["EPL2LCB12","Lecteur mobile de codes barres","U_SANS   PREVENTIF","Sans   préventif","MPS","AR","U406","AR",null,"2049-12-30",0,1,0,null,null,"BIOMED_ULIS",{"$error":"#NAME?"},{"$f":"IFERROR(\"Oui, à la ligne \" & MATCH(tableFévrier[[#This Row],[Fusion]],tableOctobre[Fusion],0)+1,\"Non trouvé\")","v":"Non trouvé"},null,1791,null,1791]
["EPL2LCB13","Lecteur mobile de codes barres","U_SANS   PREVENTIF","Sans   préventif","MPS","AR","U406","AR",null,"2049-12-30",0,1,0,null,null,"BIOMED_ULIS",{"$error":"#NAME?"},{"$f":"IFERROR(\"Oui, à la ligne \" & MATCH(tableFévrier[[#This Row],[Fusion]],tableOctobre[Fusion],0)+1,\"Non trouvé\")","v":"Non trouvé"},null,1792,null,1792]
["EPL2LCB14","Lecteur mobile de codes barres","U_SANS   PREVENTIF","Sans   préventif","MPS","AR","U406","AR",null,"2049-12-30",0,1,0,null,null,"BIOMED_ULIS",{"$error":"#NAME?"},{"$f":"IFERROR(\"Oui, à la ligne \" & MATCH(tableFévrier[[#This Row],[Fusion]],tableOctobre[Fusion],0)+1,\"Non trouvé\")","v":"Non trouvé"},null,1793,null,1793]
["EPL2LCB15","Lecteur mobile de codes barres","U_SANS   PREVENTIF","Sans   préventif","MPS","AR","U406","AR",null,"2049-12-30",0,1,0,null,null,"BIOMED_ULIS",{"$f":"_xlfn.TEXTJOIN(\"\",TRUE,A1794:D1794,H1794,N1794)","v":{"$error":"#NAME?"}},{"$f":"IFERROR(\"Oui, à la ligne \" & MATCH(tableFévrier[[#This Row],[Fusion]],tableOctobre[Fusion],0)+1,\"Non trouvé\")","v":"Non trouvé"},null,1794,null,1794]
["EPL2LCB16","Lecteur mobile de codes barres","U_SANS   PREVENTIF","Sans   préventif","MPS","AR","U406","AR",null,"2049-12-30",0,1,0,null,null,"BIOMED_ULIS",{"$error":"#NAME?"},{"$f":"IFERROR(\"Oui, à la ligne \" & MATCH(tableFévrier[[#This Row],[Fusion]],tableOctobre[Fusion],0)+1,\"Non trouvé\")","v":"Non trouvé"},null,1795,null,1795]
["EPL2LCB17","Lecteur mobile de codes barres","U_SANS   PREVENTIF","Sans   préventif","MPS","AR","U406","AR",null,"2049-12-30",0,1,0,null,null,"BIOMED_ULIS",{"$error":"#NAME?"},{"$f":"IFERROR(\"Oui, à la ligne \" & MATCH(tableFévrier[[#This Row],[Fusion]],tableOctobre[Fusion],0)+1,\"Non trouvé\")","v":"Non trouvé"},null,1796,null,1796]
["EPL2LCB18","Lecteur mobile de codes barres","U_SANS   PREVENTIF","Sans   préventif","MPS","AR","U406","AR",null,"2049-12-30",0,1,0,null,null,"BIOMED_ULIS",{"$error":"#NAME?"},{"$f":"IFERROR(\"Oui, à la ligne \" & MATCH(tableFévrier[[#This Row],[Fusion]],tableOctobre[Fusion],0)+1,\"Non trouvé\")","v":"Non trouvé"},null,1797,null,1797]
["EPL2POSTA","Enregistrement plasma poste A","U_SANS   PREVENTIF","Sans   préventif","MPS","AR","U406","AR",null,"2049-12-30",0,1,0,null,null,"BIOMED_ULIS",{"$error":"#NAME?"},{"$f":"IFERROR(\"Oui, à la ligne \" & MATCH(tableFévrier[[#This Row],[Fusion]],tableOctobre[Fusion],0)+1,\"Non trouvé\")","v":"Non trouvé"},null,1798,null,1798]
["EPL2POSTB","Enregistrement plasma poste B","U_SANS   PREVENTIF","Sans   préventif","MPS","AR","U406","AR",null,"2049-12-30",0,1,0,null,null,"BIOMED_ULIS",{"$error":"#NAME?"},{"$f":"IFERROR(\"Oui, à la ligne \" & MATCH(tableFévrier[[#This Row],[Fusion]],tableOctobre[Fusion],0)+1,\"Non trouvé\")","v":"Non trouvé"},null,1799,null,1799]
["EPL2POSTC","Enregistrement plasma poste C","U_SANS   PREVENTIF","Sans   préventif","MPS","AR","U406","AR",null,"2049-12-30",0,1,0,null,null,"BIOMED_ULIS",{"$error":"#NAME?"},{"$f":"IFERROR(\"Oui, à la ligne \" & MATCH(tableFévrier[[#This Row],[Fusion]],tableOctobre[Fusion],0)+1,\"Non trouvé\")","v":"Non trouvé"},null,1800,null,1800]
["EPL2POSTD","Enregistrement plasma poste D","U_SANS   PREVENTIF","Sans   préventif","MPS","AR","U406","AR",null,"2049-12-30",0,1,0,null,null,"BIOMED_ULIS",{"$error":"#NAME?"},{"$f":"IFERROR(\"Oui, à la ligne \" & MATCH(tableFévrier[[#This Row],[Fusion]],tableOctobre[Fusion],0)+1,\"Non trouvé\")","v":"Non trouvé"},null,1801,null,1801]
["EPL2POSTE","Enregistrement plasma poste E","U_SANS   PREVENTIF","Sans   préventif","MPS","AR","U406","AR",null,"2049-12-30",0,1,0,null,null,"BIOMED_ULIS",{"$error":"#NAME?"},{"$f":"IFERROR(\"Oui, à la ligne \" & MATCH(tableFévrier[[#This Row],[Fusion]],tableOctobre[Fusion],0)+1,\"Non trouvé\")","v":"Non trouvé"},null,1802,null,1802]
["EPL2POSTF","Enregistrement plasma poste F","U_SANS   PREVENTIF","Sans   préventif","MPS","AR","U406","AR",null,"2049-12-30",0,1,0,null,null,"BIOMED_ULIS",{"$error":"#NAME?"},{"$f":"IFERROR(\"Oui, à la ligne \" & MATCH(tableFévrier[[#This Row],[Fusion]],tableOctobre[Fusion],0)+1,\"Non trouvé\")","v":"Non trouvé"},null,1803,null,1803]
["EPL2POSTG","Enregistrement plasma poste G","U_SANS   PREVENTIF","Sans   préventif","MPS","AR","U406","AR",null,"2049-12-30",0,1,0,null,null,"BIOMED_ULIS",{"$error":"#NAME?"},{"$f":"IFERROR(\"Oui, à la ligne \" & MATCH(tableFévrier[[#This Row],[Fusion]],tableOctobre[Fusion],0)+1,\"Non trouvé\")","v":"Non trouvé"},null,1804,null,1804]
["EPL2POSTH","Enregistrement plasma poste H","U_SANS   PREVENTIF","Sans   préventif","MPS","AR","U406","AR",null,"2049-12-30",0,1,0,null,null,"BIOMED_ULIS",{"$error":"#NAME?"},{"$f":"IFERROR(\"Oui, à la ligne \" & MATCH(tableFévrier[[#This Row],[Fusion]],tableOctobre[Fusion],0)+1,\"Non trouvé\")","v":"Non trouvé"},null,1805,null,1805]
["EPL2POSTI","Enregistrement plasma poste I","U_SANS   PREVENTIF","Sans   préventif","MPS","AR","U406","AR",null,"2049-12-30",0,1,0,null,null,"BIOMED_ULIS",{"$error":"#NAME?"},{"$f":"IFERROR(\"Oui, à la ligne \" & MATCH(tableFévrier[[#This Row],[Fusion]],tableOctobre[Fusion],0)+1,\"Non trouvé\")","v":"Non trouvé"},null,1806,null,1806]
["FO02BD01","Réseau fuel chaudières eau surchauffée","U_SANS   PREVENTIF","Sans   préventif","MPS","AR","U222SHW","AR",null,"2049-12-30",0,1,0,null,null,"BIOMED_ULIS",{"$error":"#NAME?"},{"$f":"IFERROR(\"Oui, à la ligne \" & MATCH(tableFévrier[[#This Row],[Fusion]],tableOctobre[Fusion],0)+1,\"Non trouvé\")","v":"Non trouvé"},null,1807,null,1807]
["FO02CP01","Pompe n°1 fuel chaudières eau surchauf.","U_SANS   PREVENTIF","Sans   préventif","MPS","AR","U222SHW","AR",null,"2049-12-30",0,1,0,null,null,"BIOMED_ULIS",{"$error":"#NAME?"},{"$f":"IFERROR(\"Oui, à la ligne \" & MATCH(tableFévrier[[#This Row],[Fusion]],tableOctobre[Fusion],0)+1,\"Non trouvé\")","v":"Non trouvé"},null,1808,null,1808]
["FO02CP02","Pompe n°2 fuel chaudières eau surchauf.","U_SANS   PREVENTIF","Sans   préventif","MPS","AR","U222SHW","AR",null,"2049-12-30",0,1,0,null,null,"BIOMED_ULIS",{"$error":"#NAME?"},{"$f":"IFERROR(\"Oui, à la ligne \" & MATCH(tableFévrier[[#This Row],[Fusion]],tableOctobre[Fusion],0)+1,\"Non trouvé\")","v":"Non trouvé"},null,1809,null,1809]
["FO02T01","Cuve fuel GE N°3 - 30 000 litres","U_SANS   PREVENTIF","Sans   préventif","MPS","AR","U222SHW","AR",null,"2049-12-30",0,1,0,null,null,"BIOMED_ULIS",{"$error":"#NAME?"},{"$f":"IFERROR(\"Oui, à la ligne \" & MATCH(tableFévrier[[#This Row],[Fusion]],tableOctobre[Fusion],0)+1,\"Non trouvé\")","v":"Non trouvé"},null,1810,null,1810]
["EXFO03","Réseau fuel groupes électrogénes 1 et 2","U_SANS   PREVENTIF","Sans   préventif","MPS","AR","U222GE","AR",null,"2049-12-30",0,1,0,null,null,"BIOMED_ULIS",{"$error":"#NAME?"},{"$f":"IFERROR(\"Oui, à la ligne \" & MATCH(tableFévrier[[#This Row],[Fusion]],tableOctobre[Fusion],0)+1,\"Non trouvé\")","v":"Non trouvé"},null,1811,null,1811]
["GN","Stockage et distribution azote gazeux B8","U_SANS   PREVENTIF","Sans   préventif","MPS","AR","U236DIV","AR",null,"2049-12-30",0,1,0,null,null,"BIOMED_ULIS",{"$error":"#NAME?"},{"$f":"IFERROR(\"Oui, à la ligne \" & MATCH(tableFévrier[[#This Row],[Fusion]],tableOctobre[Fusion],0)+1,\"Non trouvé\")","v":"Non trouvé"},null,1812,null,1812]
["GTB","Gestion technique batiments","U_SANS   PREVENTIF","Sans   préventif","MPS","AR","U130","AR",null,"2049-12-30",0,1,0,null,null,"BIOMED_ULIS",{"$error":"#NAME?"},{"$f":"IFERROR(\"Oui, à la ligne \" & MATCH(tableFévrier[[#This Row],[Fusion]],tableOctobre[Fusion],0)+1,\"Non trouvé\")","v":"Non trouvé"},null,1813,null,1813]
["EXGTBAML01001","Accès portillon b3","U_SANS   PREVENTIF","Sans   préventif","MPS","AR","U130","AR",null,"2049-12-30",0,1,0,null,null,"BIOMED_ULIS",{"$error":"#NAME?"},{"$f":"IFERROR(\"Oui, à la ligne \" & MATCH(tableFévrier[[#This Row],[Fusion]],tableOctobre[Fusion],0)+1,\"Non trouvé\")","v":"Non trouvé"},null,1814,null,1814]
["EXGTBAMP01002","Accès porte ssb2 / portillon b6","U_SANS   PREVENTIF","Sans   préventif","MPS","AR","U130","AR",null,"2049-12-30",0,1,0,null,null,"BIOMED_ULIS",{"$error":"#NAME?"},{"$f":"IFERROR(\"Oui, à la ligne \" & MATCH(tableFévrier[[#This Row],[Fusion]],tableOctobre[Fusion],0)+1,\"Non trouvé\")","v":"Non trouvé"},null,1815,null,1815]
["EXGTBAMP01003","Accès portes hall entrée principale","U_SANS   PREVENTIF","Sans   préventif","MPS","AR","U130","AR",null,"2049-12-30",0,1,0,null,null,"BIOMED_ULIS",{"$error":"#NAME?"},{"$f":"IFERROR(\"Oui, à la ligne \" & MATCH(tableFévrier[[#This Row],[Fusion]],tableOctobre[Fusion],0)+1,\"Non trouvé\")","v":"Non trouvé"},null,1816,null,1816]
["GTBAMP01004","Accès portes archives médicales rdcb2","U_SANS   PREVENTIF","Sans   préventif","MPS","AR","U130","AR",null,"2049-12-30",0,1,0,null,null,"BIOMED_ULIS",{"$error":"#NAME?"},{"$f":"IFERROR(\"Oui, à la ligne \" & MATCH(tableFévrier[[#This Row],[Fusion]],tableOctobre[Fusion],0)+1,\"Non trouvé\")","v":"Non trouvé"},null,1817,null,1817]
["EXGTBAMP02001","Accès barrières parking véhicules","U_SANS   PREVENTIF","Sans   préventif","MPS","AR","U130","AR",null,"2049-12-30",0,1,0,null,null,"BIOMED_ULIS",{"$error":"#NAME?"},{"$f":"IFERROR(\"Oui, à la ligne \" & MATCH(tableFévrier[[#This Row],[Fusion]],tableOctobre[Fusion],0)+1,\"Non trouvé\")","v":"Non trouvé"},null,1818,null,1818]
["EXGTBAMP03001","Accès portes rdcb2 person./ pc sécurité","U_SANS   PREVENTIF","Sans   préventif","MPS","AR","U130","AR",null,"2049-12-30",0,1,0,null,null,"BIOMED_ULIS",{"$error":"#NAME?"},{"$f":"IFERROR(\"Oui, à la ligne \" & MATCH(tableFévrier[[#This Row],[Fusion]],tableOctobre[Fusion],0)+1,\"Non trouvé\")","v":"Non trouvé"},null,1819,null,1819]
["EXGTBAMP03002","Accès portes rdcb2 personnel  / axe rue","U_SANS   PREVENTIF","Sans   préventif","MPS","AR","U130","AR",null,"2049-12-30",0,1,0,null,null,"BIOMED_ULIS",{"$error":"#NAME?"},{"$f":"IFERROR(\"Oui, à la ligne \" & MATCH(tableFévrier[[#This Row],[Fusion]],tableOctobre[Fusion],0)+1,\"Non trouvé\")","v":"Non trouvé"},null,1820,null,1820]
["EXGTBAMP03003","Accès boite à clefs rampe ssb1","U_SANS   PREVENTIF","Sans   préventif","MPS","AR","U130","AR",null,"2049-12-30",0,1,0,null,null,"BIOMED_ULIS",{"$error":"#NAME?"},{"$f":"IFERROR(\"Oui, à la ligne \" & MATCH(tableFévrier[[#This Row],[Fusion]],tableOctobre[Fusion],0)+1,\"Non trouvé\")","v":"Non trouvé"},null,1821,null,1821]
["EXGTBAMP04001","Accès portillon b9","U_SANS   PREVENTIF","Sans   préventif","MPS","AR","U130","AR",null,"2049-12-30",0,1,0,null,null,"BIOMED_ULIS",{"$error":"#NAME?"},{"$f":"IFERROR(\"Oui, à la ligne \" & MATCH(tableFévrier[[#This Row],[Fusion]],tableOctobre[Fusion],0)+1,\"Non trouvé\")","v":"Non trouvé"},null,1822,null,1822]
["GTBAMP04002","Accès portillon b11/escalier axe rue b12","U_SANS   PREVENTIF","Sans   préventif","MPS","AR","U130","AR",null,"2049-12-30",0,1,0,null,null,"BIOMED_ULIS",{"$error":"#NAME?"},{"$f":"IFERROR(\"Oui, à la ligne \" & MATCH(tableFévrier[[#This Row],[Fusion]],tableOctobre[Fusion],0)+1,\"Non trouvé\")","v":"Non trouvé"},null,1823,null,1823]
["GTBAMP04003","Accès escalier axe rue b9","U_SANS   PREVENTIF","Sans   préventif","MPS","AR","U130","AR",null,"2049-12-30",0,1,0,null,null,"BIOMED_ULIS",{"$error":"#NAME?"},{"$f":"IFERROR(\"Oui, à la ligne \" & MATCH(tableFévrier[[#This Row],[Fusion]],tableOctobre[Fusion],0)+1,\"Non trouvé\")","v":"Non trouvé"},null,1824,null,1824]
["EXGTBAMP04004","Accès portillon et bâtiment 18","U_SANS   PREVENTIF","Sans   préventif","MPS","AR","U130","AR",null,"2049-12-30",0,1,0,null,null,"BIOMED_ULIS",{"$error":"#NAME?"},{"$f":"IFERROR(\"Oui, à la ligne \" & MATCH(tableFévrier[[#This Row],[Fusion]],tableOctobre[Fusion],0)+1,\"Non trouvé\")","v":"Non trouvé"},null,1825,null,1825]
["EXGTBAMP05001","Accès portes vestiaires b8 hom. / fem.","U_SANS   PREVENTIF","Sans   préventif","MPS","AR","U130","AR",null,"2049-12-30",0,1,0,null,null,"BIOMED_ULIS",{"$error":"#NAME?"},{"$f":"IFERROR(\"Oui, à la ligne \" & MATCH(tableFévrier[[#This Row],[Fusion]],tableOctobre[Fusion],0)+1,\"Non trouvé\")","v":"Non trouvé"},null,1826,null,1826]
["EXGTBAMP05002","Accès portes sas matériel b8","U_SANS   PREVENTIF","Sans   préventif","MPS","AR","U130","AR",null,"2049-12-30",0,1,0,null,null,"BIOMED_ULIS",{"$error":"#NAME?"},{"$f":"IFERROR(\"Oui, à la ligne \" & MATCH(tableFévrier[[#This Row],[Fusion]],tableOctobre[Fusion],0)+1,\"Non trouvé\")","v":"Non trouvé"},null,1827,null,1827]
["EXGTBAMP05003","Accès portes lingerie b8 / bureau gtb","U_SANS   PREVENTIF","Sans   préventif","MPS","AR","U130","AR",null,"2049-12-30",0,1,0,null,null,"BIOMED_ULIS",{"$error":"#NAME?"},{"$f":"IFERROR(\"Oui, à la ligne \" & MATCH(tableFévrier[[#This Row],[Fusion]],tableOctobre[Fusion],0)+1,\"Non trouvé\")","v":"Non trouvé"},null,1828,null,1828]
["EXGTBAMP05004","Accès portes ssb1 chaufferie / couloir","U_SANS   PREVENTIF","Sans   préventif","MPS","AR","U130","AR",null,"2049-12-30",0,1,0,null,null,"BIOMED_ULIS",{"$error":"#NAME?"},{"$f":"IFERROR(\"Oui, à la ligne \" & MATCH(tableFévrier[[#This Row],[Fusion]],tableOctobre[Fusion],0)+1,\"Non trouvé\")","v":"Non trouvé"},null,1829,null,1829]
["EXGTBAMP05005","Accès portes ssb8 sas fc","U_SANS   PREVENTIF","Sans   préventif","MPS","AR","U130","AR",null,"2049-12-30",0,1,0,null,null,"BIOMED_ULIS",{"$error":"#NAME?"},{"$f":"IFERROR(\"Oui, à la ligne \" & MATCH(tableFévrier[[#This Row],[Fusion]],tableOctobre[Fusion],0)+1,\"Non trouvé\")","v":"Non trouvé"},null,1830,null,1830]
["GTBIP01","Réseau IP n°1 contrôle d'accès","U_SANS   PREVENTIF","Sans   préventif","MPS","AR","U130","AR",null,"2049-12-30",0,1,0,null,null,"BIOMED_ULIS",{"$error":"#NAME?"},{"$f":"IFERROR(\"Oui, à la ligne \" & MATCH(tableFévrier[[#This Row],[Fusion]],tableOctobre[Fusion],0)+1,\"Non trouvé\")","v":"Non trouvé"},null,1831,null,1831]
["GTBIP02","Réseau IP n°2 contrôle d'accès","U_SANS   PREVENTIF","Sans   préventif","MPS","AR","U130","AR",null,"2049-12-30",0,1,0,null,null,"BIOMED_ULIS",{"$error":"#NAME?"},{"$f":"IFERROR(\"Oui, à la ligne \" & MATCH(tableFévrier[[#This Row],[Fusion]],tableOctobre[Fusion],0)+1,\"Non trouvé\")","v":"Non trouvé"},null,1832,null,1832]
["EXGTBIP03","Réseau IP n°3 contrôle d'accès","U_SANS   PREVENTIF","Sans   préventif","MPS","AR","U130","AR",null,"2049-12-30",0,1,0,null,null,"BIOMED_ULIS",{"$error":"#NAME?"},{"$f":"IFERROR(\"Oui, à la ligne \" & MATCH(tableFévrier[[#This Row],[Fusion]],tableOctobre[Fusion],0)+1,\"Non trouvé\")","v":"Non trouvé"},null,1833,null,1833]
["GTBIP04","Réseau IP n°4 contrôle d'accès","U_SANS   PREVENTIF","Sans   préventif","MPS","AR","U130","AR",null,"2049-12-30",0,1,0,null,null,"BIOMED_ULIS",{"$error":"#NAME?"},{"$f":"IFERROR(\"Oui, à la ligne \" & MATCH(tableFévrier[[#This Row],[Fusion]],tableOctobre[Fusion],0)+1,\"Non trouvé\")","v":"Non trouvé"},null,1834,null,1834]
["GTBIP05","Réseau IP n°5 contrôle d'accès","U_SANS   PREVENTIF","Sans   préventif","MPS","AR","U130","AR",null,"2049-12-30",0,1,0,null,null,"BIOMED_ULIS",{"$error":"#NAME?"},{"$f":"IFERROR(\"Oui, à la ligne \" & MATCH(tableFévrier[[#This Row],[Fusion]],tableOctobre[Fusion],0)+1,\"Non trouvé\")","v":"Non trouvé"},null,1835,null,1835]
["GTBPC01","PC principal contrôle d'accès + CDI","U_SANS   PREVENTIF","Sans   préventif","MPS","AR","U130","AR",null,"2049-12-30",0,1,0,null,null,"BIOMED_ULIS",{"$error":"#NAME?"},{"$f":"IFERROR(\"Oui, à la ligne \" & MATCH(tableFévrier[[#This Row],[Fusion]],tableOctobre[Fusion],0)+1,\"Non trouvé\")","v":"Non trouvé"},null,1836,null,1836]
["GTBPC02","PC secondaire contrôle d'accès","U_SANS   PREVENTIF","Sans   préventif","MPS","AR","U130","AR",null,"2049-12-30",0,1,0,null,null,"BIOMED_ULIS",{"$error":"#NAME?"},{"$f":"IFERROR(\"Oui, à la ligne \" & MATCH(tableFévrier[[#This Row],[Fusion]],tableOctobre[Fusion],0)+1,\"Non trouvé\")","v":"Non trouvé"},null,1837,null,1837]
["EXGTCBIP","Réseau récepteurs bip","U_SANS   PREVENTIF","Sans   préventif","MPS","AR","U235GTC","AR",null,"2049-12-30",0,1,0,null,null,"BIOMED_ULIS",{"$error":"#NAME?"},{"$f":"IFERROR(\"Oui, à la ligne \" & MATCH(tableFévrier[[#This Row],[Fusion]],tableOctobre[Fusion],0)+1,\"Non trouvé\")","v":"Non trouvé"},null,1838,null,1838]
["EXGTCPC02","Superviseur alarmes techniques energies","U_SANS   PREVENTIF","Sans   préventif","MPS","AR","U235GTC","AR",null,"2049-12-30",0,1,0,null,null,"BIOMED_ULIS",{"$error":"#NAME?"},{"$f":"IFERROR(\"Oui, à la ligne \" & MATCH(tableFévrier[[#This Row],[Fusion]],tableOctobre[Fusion],0)+1,\"Non trouvé\")","v":"Non trouvé"},null,1839,null,1839]
["GW0ETV07","Vanne de régulation 3 voies WFIHEX10","U_SANS   PREVENTIF","Sans   préventif","MPS","AR","U222GW","AR",null,"2049-12-30",0,1,0,null,null,"BIOMED_ULIS",{"$error":"#NAME?"},{"$f":"IFERROR(\"Oui, à la ligne \" & MATCH(tableFévrier[[#This Row],[Fusion]],tableOctobre[Fusion],0)+1,\"Non trouvé\")","v":"Non trouvé"},null,1840,null,1840]
["GW0ETV11","Vanne de régulation 3 voies WFIHEX02 UF","U_SANS   PREVENTIF","Sans   préventif","MPS","AR","U222GW","AR",null,"2049-12-30",0,1,0,null,null,"BIOMED_ULIS",{"$error":"#NAME?"},{"$f":"IFERROR(\"Oui, à la ligne \" & MATCH(tableFévrier[[#This Row],[Fusion]],tableOctobre[Fusion],0)+1,\"Non trouvé\")","v":"Non trouvé"},null,1841,null,1841]
["GW0HBV23","Robinet barrage sortie GAMR20 s/b n°4","U_SANS   PREVENTIF","Sans   préventif","MPS","AR","U222GW","AR",null,"2049-12-30",0,1,0,null,null,"BIOMED_ULIS",{"$error":"#NAME?"},{"$f":"IFERROR(\"Oui, à la ligne \" & MATCH(tableFévrier[[#This Row],[Fusion]],tableOctobre[Fusion],0)+1,\"Non trouvé\")","v":"Non trouvé"},null,1842,null,1842]
["GW0HBV24","Robinet barrage entrée GAMR20 s/b n°4","U_SANS   PREVENTIF","Sans   préventif","MPS","AR","U222GW","AR",null,"2049-12-30",0,1,0,null,null,"BIOMED_ULIS",{"$error":"#NAME?"},{"$f":"IFERROR(\"Oui, à la ligne \" & MATCH(tableFévrier[[#This Row],[Fusion]],tableOctobre[Fusion],0)+1,\"Non trouvé\")","v":"Non trouvé"},null,1843,null,1843]
["GW0HBV26","Robinet barrage entrée GAMCT22 s/b n°5","U_SANS   PREVENTIF","Sans   préventif","MPS","AR","U222GW","AR",null,"2049-12-30",0,1,0,null,null,"BIOMED_ULIS",{"$error":"#NAME?"},{"$f":"IFERROR(\"Oui, à la ligne \" & MATCH(tableFévrier[[#This Row],[Fusion]],tableOctobre[Fusion],0)+1,\"Non trouvé\")","v":"Non trouvé"},null,1844,null,1844]
["GW0HBV28","Robinet barrage entrée GAMCT21 s/b n°6","U_SANS   PREVENTIF","Sans   préventif","MPS","AR","U222GW","AR",null,"2049-12-30",0,1,0,null,null,"BIOMED_ULIS",{"$error":"#NAME?"},{"$f":"IFERROR(\"Oui, à la ligne \" & MATCH(tableFévrier[[#This Row],[Fusion]],tableOctobre[Fusion],0)+1,\"Non trouvé\")","v":"Non trouvé"},null,1845,null,1845]
["GW0HBV57","Robinet barrage sortie sous boucle  n°15","U_SANS   PREVENTIF","Sans   préventif","MPS","AR","U222GW","AR",null,"2049-12-30",0,1,0,null,null,"BIOMED_ULIS",{"$error":"#NAME?"},{"$f":"IFERROR(\"Oui, à la ligne \" & MATCH(tableFévrier[[#This Row],[Fusion]],tableOctobre[Fusion],0)+1,\"Non trouvé\")","v":"Non trouvé"},null,1846,null,1846]
["GW0HBV58","Robinet barrage entrée sous boucle  n°15","U_SANS   PREVENTIF","Sans   préventif","MPS","AR","U222GW","AR",null,"2049-12-30",0,1,0,null,null,"BIOMED_ULIS",{"$error":"#NAME?"},{"$f":"IFERROR(\"Oui, à la ligne \" & MATCH(tableFévrier[[#This Row],[Fusion]],tableOctobre[Fusion],0)+1,\"Non trouvé\")","v":"Non trouvé"},null,1847,null,1847]
["GW0HGV11","Vanne de réglage sous boucle n°15","U_SANS   PREVENTIF","Sans   préventif","MPS","AR","U222GW","AR",null,"2049-12-30",0,1,0,null,null,"BIOMED_ULIS",{"$error":"#NAME?"},{"$f":"IFERROR(\"Oui, à la ligne \" & MATCH(tableFévrier[[#This Row],[Fusion]],tableOctobre[Fusion],0)+1,\"Non trouvé\")","v":"Non trouvé"},null,1848,null,1848]
["GW0SBD04","S/boucle n°4 cuve GAMR20","U_SANS   PREVENTIF","Sans   préventif","MPS","AR","U222GW","AR",null,"2049-12-30",0,1,0,null,null,"BIOMED_ULIS",{"$error":"#NAME?"},{"$f":"IFERROR(\"Oui, à la ligne \" & MATCH(tableFévrier[[#This Row],[Fusion]],tableOctobre[Fusion],0)+1,\"Non trouvé\")","v":"Non trouvé"},null,1849,null,1849]
["GW0SBD05","S/boucle n°5 cuve GAMCT22","U_SANS   PREVENTIF","Sans   préventif","MPS","AR","U222GW","AR",null,"2049-12-30",0,1,0,null,null,"BIOMED_ULIS",{"$error":"#NAME?"},{"$f":"IFERROR(\"Oui, à la ligne \" & MATCH(tableFévrier[[#This Row],[Fusion]],tableOctobre[Fusion],0)+1,\"Non trouvé\")","v":"Non trouvé"},null,1850,null,1850]
["GW0SBD06","S/boucle n°6 cuve GAMCT21","U_SANS   PREVENTIF","Sans   préventif","MPS","AR","U222GW","AR",null,"2049-12-30",0,1,0,null,null,"BIOMED_ULIS",{"$error":"#NAME?"},{"$f":"IFERROR(\"Oui, à la ligne \" & MATCH(tableFévrier[[#This Row],[Fusion]],tableOctobre[Fusion],0)+1,\"Non trouvé\")","v":"Non trouvé"},null,1851,null,1851]
["GW0SBD08","S/boucle n°8 WFIHEX56 atelier gamma","U_SANS   PREVENTIF","Sans   préventif","MPS","AR","U222GW","AR",null,"2049-12-30",0,1,0,null,null,"BIOMED_ULIS",{"$error":"#NAME?"},{"$f":"IFERROR(\"Oui, à la ligne \" & MATCH(tableFévrier[[#This Row],[Fusion]],tableOctobre[Fusion],0)+1,\"Non trouvé\")","v":"Non trouvé"},null,1852,null,1852]
["GW0SBD09","S/boucle n°09 WFIHEX10 atelier cryopréci","U_SANS   PREVENTIF","Sans   préventif","MPS","AR","U222GW","AR",null,"2049-12-30",0,1,0,null,null,"BIOMED_ULIS",{"$error":"#NAME?"},{"$f":"IFERROR(\"Oui, à la ligne \" & MATCH(tableFévrier[[#This Row],[Fusion]],tableOctobre[Fusion],0)+1,\"Non trouvé\")","v":"Non trouvé"},null,1853,null,1853]
["GW0SBD10","S/boucle n°10 WFIHEX03 centrale pesée","U_SANS   PREVENTIF","Sans   préventif","MPS","AR","U222GW","AR",null,"2049-12-30",0,1,0,null,null,"BIOMED_ULIS",{"$error":"#NAME?"},{"$f":"IFERROR(\"Oui, à la ligne \" & MATCH(tableFévrier[[#This Row],[Fusion]],tableOctobre[Fusion],0)+1,\"Non trouvé\")","v":"Non trouvé"},null,1854,null,1854]
["GW0SBD12","S/boucle n°12 WFIHEX52 réac. gamma","U_SANS   PREVENTIF","Sans   préventif","MPS","AR","U222GW","AR",null,"2049-12-30",0,1,0,null,null,"BIOMED_ULIS",{"$error":"#NAME?"},{"$f":"IFERROR(\"Oui, à la ligne \" & MATCH(tableFévrier[[#This Row],[Fusion]],tableOctobre[Fusion],0)+1,\"Non trouvé\")","v":"Non trouvé"},null,1855,null,1855]
["GW0SBD13","S/boucle n°13 WFIHEX02 uf albumine","U_SANS   PREVENTIF","Sans   préventif","MPS","AR","U222GW","AR",null,"2049-12-30",0,1,0,null,null,"BIOMED_ULIS",{"$error":"#NAME?"},{"$f":"IFERROR(\"Oui, à la ligne \" & MATCH(tableFévrier[[#This Row],[Fusion]],tableOctobre[Fusion],0)+1,\"Non trouvé\")","v":"Non trouvé"},null,1856,null,1856]
["GW0SBD14","S/boucle n°14 SHW4HEX01 préchauf albu.","U_SANS   PREVENTIF","Sans   préventif","MPS","AR","U440","AR",null,"2049-12-30",0,1,0,null,null,"BIOMED_ULIS",{"$error":"#NAME?"},{"$f":"IFERROR(\"Oui, à la ligne \" & MATCH(tableFévrier[[#This Row],[Fusion]],tableOctobre[Fusion],0)+1,\"Non trouvé\")","v":"Non trouvé"},null,1857,null,1857]
["GW0SBD15","S/boucle n°15  ALBR07-08-18-19-20 cuves uf albumine","U_SANS   PREVENTIF","Sans   préventif","MPS","AR","U222GW","AR",null,"2049-12-30",0,1,0,null,null,"BIOMED_ULIS",{"$f":"_xlfn.TEXTJOIN(\"\",TRUE,A1858:D1858,H1858,N1858)","v":{"$error":"#NAME?"}},{"$f":"IFERROR(\"Oui, à la ligne \" & MATCH(tableFévrier[[#This Row],[Fusion]],tableOctobre[Fusion],0)+1,\"Non trouvé\")","v":"Non trouvé"},null,1858,null,1858]
["GW0SBD17","S/boucle n°17 WFIHEX07 réac. albumine","U_SANS   PREVENTIF","Sans   préventif","MPS","AR","U222GW","AR",null,"2049-12-30",0,1,0,null,null,"BIOMED_ULIS",{"$error":"#NAME?"},{"$f":"IFERROR(\"Oui, à la ligne \" & MATCH(tableFévrier[[#This Row],[Fusion]],tableOctobre[Fusion],0)+1,\"Non trouvé\")","v":"Non trouvé"},null,1859,null,1859]
["GW1","Boucle n°1 distri. eau glycolée -19° C","U_SANS   PREVENTIF","Sans   préventif","MPS","AR","U222GW","AR",null,"2049-12-30",0,1,0,null,null,"BIOMED_ULIS",{"$error":"#NAME?"},{"$f":"IFERROR(\"Oui, à la ligne \" & MATCH(tableFévrier[[#This Row],[Fusion]],tableOctobre[Fusion],0)+1,\"Non trouvé\")","v":"Non trouvé"},null,1860,null,1860]
["GW1/2ARM01","Armoire électrique eau glycolée GW1/2","U_SANS   PREVENTIF","Sans   préventif","MPS","AR","U222GW","AR",null,"2049-12-30",0,1,0,null,null,"BIOMED_ULIS",{"$error":"#NAME?"},{"$f":"IFERROR(\"Oui, à la ligne \" & MATCH(tableFévrier[[#This Row],[Fusion]],tableOctobre[Fusion],0)+1,\"Non trouvé\")","v":"Non trouvé"},null,1861,null,1861]
["GW1/2T01","Cuve stockage eau glycolée gw1/2","U_SANS   PREVENTIF","Sans   préventif","MPS","AR","U222GW","AR",null,"2049-12-30",0,1,0,null,null,"BIOMED_ULIS",{"$error":"#NAME?"},{"$f":"IFERROR(\"Oui, à la ligne \" & MATCH(tableFévrier[[#This Row],[Fusion]],tableOctobre[Fusion],0)+1,\"Non trouvé\")","v":"Non trouvé"},null,1862,null,1862]
["GW1/2T02","Cuve appoint eau glycolée gw1/2","U_SANS   PREVENTIF","Sans   préventif","MPS","AR","U222GW","AR",null,"2049-12-30",0,1,0,null,null,"BIOMED_ULIS",{"$error":"#NAME?"},{"$f":"IFERROR(\"Oui, à la ligne \" & MATCH(tableFévrier[[#This Row],[Fusion]],tableOctobre[Fusion],0)+1,\"Non trouvé\")","v":"Non trouvé"},null,1863,null,1863]
["GW1/2T03","Cuve récup. eau glyc. soupapes des gw7","U_SANS   PREVENTIF","Sans   préventif","MPS","AR","U222GW","AR",null,"2049-12-30",0,1,0,null,null,"BIOMED_ULIS",{"$error":"#NAME?"},{"$f":"IFERROR(\"Oui, à la ligne \" & MATCH(tableFévrier[[#This Row],[Fusion]],tableOctobre[Fusion],0)+1,\"Non trouvé\")","v":"Non trouvé"},null,1864,null,1864]
["EXGW10ARM01","Armoire électrique eau glycolée GW10","U_SANS   PREVENTIF","Sans   préventif","MPS","AR","U222GW","AR","40 088,00","3000-01-01",0,1,0,null,null,"BIOMED_ULIS",{"$error":"#NAME?"},{"$f":"IFERROR(\"Oui, à la ligne \" & MATCH(tableFévrier[[#This Row],[Fusion]],tableOctobre[Fusion],0)+1,\"Non trouvé\")","v":"Non trouvé"},null,1865,null,1865]
["GW1ETV05","Vanne régulation 3 voies cuve ALBR07","U_SANS   PREVENTIF","Sans   préventif","MPS","AR","U222GW","AR",null,"2049-12-30",0,1,0,null,null,"BIOMED_ULIS",{"$error":"#NAME?"},{"$f":"IFERROR(\"Oui, à la ligne \" & MATCH(tableFévrier[[#This Row],[Fusion]],tableOctobre[Fusion],0)+1,\"Non trouvé\")","v":"Non trouvé"},null,1866,null,1866]
["GW1HBV21","Vanne barrage aller s/b échan. DEHEX01","U_SANS   PREVENTIF","Sans   préventif","MPS","AR","U222GW","AR",null,"2049-12-30",0,1,0,null,null,"BIOMED_ULIS",{"$error":"#NAME?"},{"$f":"IFERROR(\"Oui, à la ligne \" & MATCH(tableFévrier[[#This Row],[Fusion]],tableOctobre[Fusion],0)+1,\"Non trouvé\")","v":"Non trouvé"},null,1867,null,1867]
["GW1HBV22","Vanne barrage retour s/b échan. DEHEX01","U_SANS   PREVENTIF","Sans   préventif","MPS","AR","U222GW","AR",null,"2049-12-30",0,1,0,null,null,"BIOMED_ULIS",{"$error":"#NAME?"},{"$f":"IFERROR(\"Oui, à la ligne \" & MATCH(tableFévrier[[#This Row],[Fusion]],tableOctobre[Fusion],0)+1,\"Non trouvé\")","v":"Non trouvé"},null,1868,null,1868]
["GW1HBV27","Vanne de barrage retour s/b cuve ALBR07","U_SANS   PREVENTIF","Sans   préventif","MPS","AR","U222GW","AR",null,"2049-12-30",0,1,0,null,null,"BIOMED_ULIS",{"$error":"#NAME?"},{"$f":"IFERROR(\"Oui, à la ligne \" & MATCH(tableFévrier[[#This Row],[Fusion]],tableOctobre[Fusion],0)+1,\"Non trouvé\")","v":"Non trouvé"},null,1869,null,1869]
["GW1HBV28","Vanne de barrage aller s/b cuve ALBR07","U_SANS   PREVENTIF","Sans   préventif","MPS","AR","U222GW","AR",null,"2049-12-30",0,1,0,null,null,"BIOMED_ULIS",{"$error":"#NAME?"},{"$f":"IFERROR(\"Oui, à la ligne \" & MATCH(tableFévrier[[#This Row],[Fusion]],tableOctobre[Fusion],0)+1,\"Non trouvé\")","v":"Non trouvé"},null,1870,null,1870]
["GW1HBV29","Vanne barrage aller s/b échan. DEHEX02","U_SANS   PREVENTIF","Sans   préventif","MPS","AR","U222GW","AR",null,"2049-12-30",0,1,0,null,null,"BIOMED_ULIS",{"$error":"#NAME?"},{"$f":"IFERROR(\"Oui, à la ligne \" & MATCH(tableFévrier[[#This Row],[Fusion]],tableOctobre[Fusion],0)+1,\"Non trouvé\")","v":"Non trouvé"},null,1871,null,1871]
["GW1HBV30","Vanne barrage retour s/b échan. DEHEX02","U_SANS   PREVENTIF","Sans   préventif","MPS","AR","U222GW","AR",null,"2049-12-30",0,1,0,null,null,"BIOMED_ULIS",{"$error":"#NAME?"},{"$f":"IFERROR(\"Oui, à la ligne \" & MATCH(tableFévrier[[#This Row],[Fusion]],tableOctobre[Fusion],0)+1,\"Non trouvé\")","v":"Non trouvé"},null,1872,null,1872]
["GW1HBV33","Vanne de barrage sortie cuve ALBR07","U_SANS   PREVENTIF","Sans   préventif","MPS","AR","U222GW","AR",null,"2049-12-30",0,1,0,null,null,"BIOMED_ULIS",{"$error":"#NAME?"},{"$f":"IFERROR(\"Oui, à la ligne \" & MATCH(tableFévrier[[#This Row],[Fusion]],tableOctobre[Fusion],0)+1,\"Non trouvé\")","v":"Non trouvé"},null,1873,null,1873]
["GW1HBV34","Vanne de barrage entrée cuve ALBR07","U_SANS   PREVENTIF","Sans   préventif","MPS","AR","U222GW","AR",null,"2049-12-30",0,1,0,null,null,"BIOMED_ULIS",{"$error":"#NAME?"},{"$f":"IFERROR(\"Oui, à la ligne \" & MATCH(tableFévrier[[#This Row],[Fusion]],tableOctobre[Fusion],0)+1,\"Non trouvé\")","v":"Non trouvé"},null,1874,null,1874]
["GW1HBV61","Vanne barrage retour s/b échan GW71HEX01","U_SANS   PREVENTIF","Sans   préventif","MPS","AR","U222GW","AR",null,"2049-12-30",0,1,0,null,null,"BIOMED_ULIS",{"$error":"#NAME?"},{"$f":"IFERROR(\"Oui, à la ligne \" & MATCH(tableFévrier[[#This Row],[Fusion]],tableOctobre[Fusion],0)+1,\"Non trouvé\")","v":"Non trouvé"},null,1875,null,1875]
["GW1HBV62","Vanne barrage aller s/b échan. GW71HEX01","U_SANS   PREVENTIF","Sans   préventif","MPS","AR","U222GW","AR",null,"2049-12-30",0,1,0,null,null,"BIOMED_ULIS",{"$error":"#NAME?"},{"$f":"IFERROR(\"Oui, à la ligne \" & MATCH(tableFévrier[[#This Row],[Fusion]],tableOctobre[Fusion],0)+1,\"Non trouvé\")","v":"Non trouvé"},null,1876,null,1876]
["GW1HBV63","Vanne barrage retour s/b échan GW72HEX02","U_SANS   PREVENTIF","Sans   préventif","MPS","AR","U222GW","AR",null,"2049-12-30",0,1,0,null,null,"BIOMED_ULIS",{"$error":"#NAME?"},{"$f":"IFERROR(\"Oui, à la ligne \" & MATCH(tableFévrier[[#This Row],[Fusion]],tableOctobre[Fusion],0)+1,\"Non trouvé\")","v":"Non trouvé"},null,1877,null,1877]
["GW1HBV64","Vanne barrage aller s/b échan. GW72HEX02","U_SANS   PREVENTIF","Sans   préventif","MPS","AR","U222GW","AR",null,"2049-12-30",0,1,0,null,null,"BIOMED_ULIS",{"$error":"#NAME?"},{"$f":"IFERROR(\"Oui, à la ligne \" & MATCH(tableFévrier[[#This Row],[Fusion]],tableOctobre[Fusion],0)+1,\"Non trouvé\")","v":"Non trouvé"},null,1878,null,1878]
["GW1HBV65","Vanne barrage retour s/b échan GW73HEX03","U_SANS   PREVENTIF","Sans   préventif","MPS","AR","U222GW","AR",null,"2049-12-30",0,1,0,null,null,"BIOMED_ULIS",{"$error":"#NAME?"},{"$f":"IFERROR(\"Oui, à la ligne \" & MATCH(tableFévrier[[#This Row],[Fusion]],tableOctobre[Fusion],0)+1,\"Non trouvé\")","v":"Non trouvé"},null,1879,null,1879]
["GW1HBV66","Vanne barrage aller s/b échan. GW73HEX03","U_SANS   PREVENTIF","Sans   préventif","MPS","AR","U222GW","AR",null,"2049-12-30",0,1,0,null,null,"BIOMED_ULIS",{"$error":"#NAME?"},{"$f":"IFERROR(\"Oui, à la ligne \" & MATCH(tableFévrier[[#This Row],[Fusion]],tableOctobre[Fusion],0)+1,\"Non trouvé\")","v":"Non trouvé"},null,1880,null,1880]
["GW1HBV67","Vanne barrage retour s/b échan GW74HEX04","U_SANS   PREVENTIF","Sans   préventif","MPS","AR","U222GW","AR",null,"2049-12-30",0,1,0,null,null,"BIOMED_ULIS",{"$error":"#NAME?"},{"$f":"IFERROR(\"Oui, à la ligne \" & MATCH(tableFévrier[[#This Row],[Fusion]],tableOctobre[Fusion],0)+1,\"Non trouvé\")","v":"Non trouvé"},null,1881,null,1881]
["GW1HBV68","Vanne barrage aller s/b échan. GW74HEX04","U_SANS   PREVENTIF","Sans   préventif","MPS","AR","U222GW","AR",null,"2049-12-30",0,1,0,null,null,"BIOMED_ULIS",{"$error":"#NAME?"},{"$f":"IFERROR(\"Oui, à la ligne \" & MATCH(tableFévrier[[#This Row],[Fusion]],tableOctobre[Fusion],0)+1,\"Non trouvé\")","v":"Non trouvé"},null,1882,null,1882]
["GW1HBV69","Vanne barrage retour s/b échan GW75HEX05","U_SANS   PREVENTIF","Sans   préventif","MPS","AR","U222GW","AR",null,"2049-12-30",0,1,0,null,null,"BIOMED_ULIS",{"$error":"#NAME?"},{"$f":"IFERROR(\"Oui, à la ligne \" & MATCH(tableFévrier[[#This Row],[Fusion]],tableOctobre[Fusion],0)+1,\"Non trouvé\")","v":"Non trouvé"},null,1883,null,1883]
["GW1HBV70","Vanne barrage aller s/b échan. GW75HEX05","U_SANS   PREVENTIF","Sans   préventif","MPS","AR","U222GW","AR",null,"2049-12-30",0,1,0,null,null,"BIOMED_ULIS",{"$error":"#NAME?"},{"$f":"IFERROR(\"Oui, à la ligne \" & MATCH(tableFévrier[[#This Row],[Fusion]],tableOctobre[Fusion],0)+1,\"Non trouvé\")","v":"Non trouvé"},null,1884,null,1884]
["GW1HBV71","Vanne barrage retour s/b échan GW76HEX06","U_SANS   PREVENTIF","Sans   préventif","MPS","AR","U222GW","AR",null,"2049-12-30",0,1,0,null,null,"BIOMED_ULIS",{"$error":"#NAME?"},{"$f":"IFERROR(\"Oui, à la ligne \" & MATCH(tableFévrier[[#This Row],[Fusion]],tableOctobre[Fusion],0)+1,\"Non trouvé\")","v":"Non trouvé"},null,1885,null,1885]
["GW1HBV72","Vanne barrage aller s/b échan. GW76HEX06","U_SANS   PREVENTIF","Sans   préventif","MPS","AR","U222GW","AR",null,"2049-12-30",0,1,0,null,null,"BIOMED_ULIS",{"$error":"#NAME?"},{"$f":"IFERROR(\"Oui, à la ligne \" & MATCH(tableFévrier[[#This Row],[Fusion]],tableOctobre[Fusion],0)+1,\"Non trouvé\")","v":"Non trouvé"},null,1886,null,1886]
["GW1HBV73","Vanne barrage retour s/b échan GW77HEX07","U_SANS   PREVENTIF","Sans   préventif","MPS","AR","U222GW","AR",null,"2049-12-30",0,1,0,null,null,"BIOMED_ULIS",{"$error":"#NAME?"},{"$f":"IFERROR(\"Oui, à la ligne \" & MATCH(tableFévrier[[#This Row],[Fusion]],tableOctobre[Fusion],0)+1,\"Non trouvé\")","v":"Non trouvé"},null,1887,null,1887]
["GW1HBV74","Vanne barrage aller s/b échan. GW77HEX07","U_SANS   PREVENTIF","Sans   préventif","MPS","AR","U222GW","AR",null,"2049-12-30",0,1,0,null,null,"BIOMED_ULIS",{"$error":"#NAME?"},{"$f":"IFERROR(\"Oui, à la ligne \" & MATCH(tableFévrier[[#This Row],[Fusion]],tableOctobre[Fusion],0)+1,\"Non trouvé\")","v":"Non trouvé"},null,1888,null,1888]
["GW1HGV03","Robinet de réglage échan. DEHEX02","U_SANS   PREVENTIF","Sans   préventif","MPS","AR","U222GW","AR",null,"2049-12-30",0,1,0,null,null,"BIOMED_ULIS",{"$error":"#NAME?"},{"$f":"IFERROR(\"Oui, à la ligne \" & MATCH(tableFévrier[[#This Row],[Fusion]],tableOctobre[Fusion],0)+1,\"Non trouvé\")","v":"Non trouvé"},null,1889,null,1889]
["GW1HGV04","Robinet de réglage échan. DEHEX01","U_SANS   PREVENTIF","Sans   préventif","MPS","AR","U222GW","AR",null,"2049-12-30",0,1,0,null,null,"BIOMED_ULIS",{"$error":"#NAME?"},{"$f":"IFERROR(\"Oui, à la ligne \" & MATCH(tableFévrier[[#This Row],[Fusion]],tableOctobre[Fusion],0)+1,\"Non trouvé\")","v":"Non trouvé"},null,1890,null,1890]
["GW1HGV06","Robinet de réglage cuve ALBR07","U_SANS   PREVENTIF","Sans   préventif","MPS","AR","U222GW","AR",null,"2049-12-30",0,1,0,null,null,"BIOMED_ULIS",{"$error":"#NAME?"},{"$f":"IFERROR(\"Oui, à la ligne \" & MATCH(tableFévrier[[#This Row],[Fusion]],tableOctobre[Fusion],0)+1,\"Non trouvé\")","v":"Non trouvé"},null,1891,null,1891]
["GW1HGV14","Robinet de réglage échan. GW71HEX01","U_SANS   PREVENTIF","Sans   préventif","MPS","AR","U222GW","AR",null,"2049-12-30",0,1,0,null,null,"BIOMED_ULIS",{"$error":"#NAME?"},{"$f":"IFERROR(\"Oui, à la ligne \" & MATCH(tableFévrier[[#This Row],[Fusion]],tableOctobre[Fusion],0)+1,\"Non trouvé\")","v":"Non trouvé"},null,1892,null,1892]
["GW1HGV15","Robinet de réglage échan. GW72HEX02","U_SANS   PREVENTIF","Sans   préventif","MPS","AR","U222GW","AR",null,"2049-12-30",0,1,0,null,null,"BIOMED_ULIS",{"$error":"#NAME?"},{"$f":"IFERROR(\"Oui, à la ligne \" & MATCH(tableFévrier[[#This Row],[Fusion]],tableOctobre[Fusion],0)+1,\"Non trouvé\")","v":"Non trouvé"},null,1893,null,1893]
["GW1HGV16","Robinet de réglage échan. GW73HEX03","U_SANS   PREVENTIF","Sans   préventif","MPS","AR","U222GW","AR",null,"2049-12-30",0,1,0,null,null,"BIOMED_ULIS",{"$error":"#NAME?"},{"$f":"IFERROR(\"Oui, à la ligne \" & MATCH(tableFévrier[[#This Row],[Fusion]],tableOctobre[Fusion],0)+1,\"Non trouvé\")","v":"Non trouvé"},null,1894,null,1894]
["GW1HGV17","Robinet de réglage échan. GW74HEX04","U_SANS   PREVENTIF","Sans   préventif","MPS","AR","U222GW","AR",null,"2049-12-30",0,1,0,null,null,"BIOMED_ULIS",{"$error":"#NAME?"},{"$f":"IFERROR(\"Oui, à la ligne \" & MATCH(tableFévrier[[#This Row],[Fusion]],tableOctobre[Fusion],0)+1,\"Non trouvé\")","v":"Non trouvé"},null,1895,null,1895]
["GW1HGV18","Robinet de réglage échan. GW75HEX05","U_SANS   PREVENTIF","Sans   préventif","MPS","AR","U222GW","AR",null,"2049-12-30",0,1,0,null,null,"BIOMED_ULIS",{"$error":"#NAME?"},{"$f":"IFERROR(\"Oui, à la ligne \" & MATCH(tableFévrier[[#This Row],[Fusion]],tableOctobre[Fusion],0)+1,\"Non trouvé\")","v":"Non trouvé"},null,1896,null,1896]
["GW1HGV19","Robinet de réglage échan. GW76HEX06","U_SANS   PREVENTIF","Sans   préventif","MPS","AR","U222GW","AR",null,"2049-12-30",0,1,0,null,null,"BIOMED_ULIS",{"$error":"#NAME?"},{"$f":"IFERROR(\"Oui, à la ligne \" & MATCH(tableFévrier[[#This Row],[Fusion]],tableOctobre[Fusion],0)+1,\"Non trouvé\")","v":"Non trouvé"},null,1897,null,1897]
["GW1HGV20","Robinet de réglage échan. GW77HEX07","U_SANS   PREVENTIF","Sans   préventif","MPS","AR","U222GW","AR",null,"2049-12-30",0,1,0,null,null,"BIOMED_ULIS",{"$error":"#NAME?"},{"$f":"IFERROR(\"Oui, à la ligne \" & MATCH(tableFévrier[[#This Row],[Fusion]],tableOctobre[Fusion],0)+1,\"Non trouvé\")","v":"Non trouvé"},null,1898,null,1898]
["GW1HGV22","Robinet de réglage retour GW1 (Bypass)","U_SANS   PREVENTIF","Sans   préventif","MPS","AR","U222GW","AR",null,"2049-12-30",0,1,0,null,null,"BIOMED_ULIS",{"$error":"#NAME?"},{"$f":"IFERROR(\"Oui, à la ligne \" & MATCH(tableFévrier[[#This Row],[Fusion]],tableOctobre[Fusion],0)+1,\"Non trouvé\")","v":"Non trouvé"},null,1899,null,1899]
["GW1SBD01","S/boucle n°1 refroidis. échan. DEHEX02","U_SANS   PREVENTIF","Sans   préventif","MPS","AR","U222GW","AR",null,"2049-12-30",0,1,0,null,null,"BIOMED_ULIS",{"$error":"#NAME?"},{"$f":"IFERROR(\"Oui, à la ligne \" & MATCH(tableFévrier[[#This Row],[Fusion]],tableOctobre[Fusion],0)+1,\"Non trouvé\")","v":"Non trouvé"},null,1900,null,1900]
["GW1SBD02","S/boucle n°2 refroidis. échan. DEHEX01","U_SANS   PREVENTIF","Sans   préventif","MPS","AR","U222GW","AR",null,"2049-12-30",0,1,0,null,null,"BIOMED_ULIS",{"$error":"#NAME?"},{"$f":"IFERROR(\"Oui, à la ligne \" & MATCH(tableFévrier[[#This Row],[Fusion]],tableOctobre[Fusion],0)+1,\"Non trouvé\")","v":"Non trouvé"},null,1901,null,1901]
["GW1SBD03","S/boucle n°3 refroid. cuve ALBR07-08","U_SANS   PREVENTIF","Sans   préventif","MPS","AR","U222GW","AR",null,"2049-12-30",0,1,0,null,null,"BIOMED_ULIS",{"$error":"#NAME?"},{"$f":"IFERROR(\"Oui, à la ligne \" & MATCH(tableFévrier[[#This Row],[Fusion]],tableOctobre[Fusion],0)+1,\"Non trouvé\")","v":"Non trouvé"},null,1902,null,1902]
["GW1SBD04","S/boucle n°4 refroid. échan. GW71HEX01","U_SANS   PREVENTIF","Sans   préventif","MPS","AR","U222GW","AR",null,"2049-12-30",0,1,0,null,null,"BIOMED_ULIS",{"$error":"#NAME?"},{"$f":"IFERROR(\"Oui, à la ligne \" & MATCH(tableFévrier[[#This Row],[Fusion]],tableOctobre[Fusion],0)+1,\"Non trouvé\")","v":"Non trouvé"},null,1903,null,1903]
["GW1SBD05","S/boucle n°5 refroid. échan. GW72HEX02","U_SANS   PREVENTIF","Sans   préventif","MPS","AR","U222GW","AR",null,"2049-12-30",0,1,0,null,null,"BIOMED_ULIS",{"$error":"#NAME?"},{"$f":"IFERROR(\"Oui, à la ligne \" & MATCH(tableFévrier[[#This Row],[Fusion]],tableOctobre[Fusion],0)+1,\"Non trouvé\")","v":"Non trouvé"},null,1904,null,1904]
["GW1SBD06","S/boucle n°6 refroid. échan. GW73HEX03","U_SANS   PREVENTIF","Sans   préventif","MPS","AR","U222GW","AR",null,"2049-12-30",0,1,0,null,null,"BIOMED_ULIS",{"$error":"#NAME?"},{"$f":"IFERROR(\"Oui, à la ligne \" & MATCH(tableFévrier[[#This Row],[Fusion]],tableOctobre[Fusion],0)+1,\"Non trouvé\")","v":"Non trouvé"},null,1905,null,1905]
["GW1SBD07","S/boucle n°7 refroid. échan. GW74HEX04","U_SANS   PREVENTIF","Sans   préventif","MPS","AR","U222GW","AR",null,"2049-12-30",0,1,0,null,null,"BIOMED_ULIS",{"$error":"#NAME?"},{"$f":"IFERROR(\"Oui, à la ligne \" & MATCH(tableFévrier[[#This Row],[Fusion]],tableOctobre[Fusion],0)+1,\"Non trouvé\")","v":"Non trouvé"},null,1906,null,1906]
["GW1SBD08","S/boucle n°8 refroid. échan. GW75HEX05","U_SANS   PREVENTIF","Sans   préventif","MPS","AR","U222GW","AR",null,"2049-12-30",0,1,0,null,null,"BIOMED_ULIS",{"$error":"#NAME?"},{"$f":"IFERROR(\"Oui, à la ligne \" & MATCH(tableFévrier[[#This Row],[Fusion]],tableOctobre[Fusion],0)+1,\"Non trouvé\")","v":"Non trouvé"},null,1907,null,1907]
["GW1SBD09","S/boucle n°9 refroid. échan. GW76HEX06","U_SANS   PREVENTIF","Sans   préventif","MPS","AR","U222GW","AR",null,"2049-12-30",0,1,0,null,null,"BIOMED_ULIS",{"$error":"#NAME?"},{"$f":"IFERROR(\"Oui, à la ligne \" & MATCH(tableFévrier[[#This Row],[Fusion]],tableOctobre[Fusion],0)+1,\"Non trouvé\")","v":"Non trouvé"},null,1908,null,1908]
["GW1SBD10","S/boucle n°10 refroid. échan. GW77HEX07","U_SANS   PREVENTIF","Sans   préventif","MPS","AR","U222GW","AR",null,"2049-12-30",0,1,0,null,null,"BIOMED_ULIS",{"$error":"#NAME?"},{"$f":"IFERROR(\"Oui, à la ligne \" & MATCH(tableFévrier[[#This Row],[Fusion]],tableOctobre[Fusion],0)+1,\"Non trouvé\")","v":"Non trouvé"},null,1909,null,1909]
["GW2","Boucle n°2 distri. eau glycolée -19° C","U_SANS   PREVENTIF","Sans   préventif","MPS","AR","U222GW","AR",null,"2049-12-30",0,1,0,null,null,"BIOMED_ULIS",{"$error":"#NAME?"},{"$f":"IFERROR(\"Oui, à la ligne \" & MATCH(tableFévrier[[#This Row],[Fusion]],tableOctobre[Fusion],0)+1,\"Non trouvé\")","v":"Non trouvé"},null,1910,null,1910]
["GW210EH01","Réchauffeur circuit GW210","U_SANS   PREVENTIF","Sans   préventif","MPS","AR","U222GW","AR",null,"2049-12-30",0,1,0,null,null,"BIOMED_ULIS",{"$error":"#NAME?"},{"$f":"IFERROR(\"Oui, à la ligne \" & MATCH(tableFévrier[[#This Row],[Fusion]],tableOctobre[Fusion],0)+1,\"Non trouvé\")","v":"Non trouvé"},null,1911,null,1911]
["GW210ETV01","Vanne de régulation GW210","U_SANS   PREVENTIF","Sans   préventif","MPS","AR","U222GW","AR",null,"2049-12-30",0,1,0,null,null,"BIOMED_ULIS",{"$error":"#NAME?"},{"$f":"IFERROR(\"Oui, à la ligne \" & MATCH(tableFévrier[[#This Row],[Fusion]],tableOctobre[Fusion],0)+1,\"Non trouvé\")","v":"Non trouvé"},null,1912,null,1912]
["GW210F01","Filtre glycol circuit GW210","U_SANS   PREVENTIF","Sans   préventif","MPS","AR","U222GW","AR",null,"2049-12-30",0,1,0,null,null,"BIOMED_ULIS",{"$error":"#NAME?"},{"$f":"IFERROR(\"Oui, à la ligne \" & MATCH(tableFévrier[[#This Row],[Fusion]],tableOctobre[Fusion],0)+1,\"Non trouvé\")","v":"Non trouvé"},null,1913,null,1913]
["GW210HBV01","Vanne d'isolement aller glycol GW210","U_SANS   PREVENTIF","Sans   préventif","MPS","AR","U222GW","AR",null,"2049-12-30",0,1,0,null,null,"BIOMED_ULIS",{"$error":"#NAME?"},{"$f":"IFERROR(\"Oui, à la ligne \" & MATCH(tableFévrier[[#This Row],[Fusion]],tableOctobre[Fusion],0)+1,\"Non trouvé\")","v":"Non trouvé"},null,1914,null,1914]
["GW210HBV02","Vanne d'isolement retour glycol GW210","U_SANS   PREVENTIF","Sans   préventif","MPS","AR","U222GW","AR",null,"2049-12-30",0,1,0,null,null,"BIOMED_ULIS",{"$error":"#NAME?"},{"$f":"IFERROR(\"Oui, à la ligne \" & MATCH(tableFévrier[[#This Row],[Fusion]],tableOctobre[Fusion],0)+1,\"Non trouvé\")","v":"Non trouvé"},null,1915,null,1915]
["GW210HEX01","Echangeur circuit GW210","U_SANS   PREVENTIF","Sans   préventif","MPS","AR","U222GW","AR",null,"2049-12-30",0,1,0,null,null,"BIOMED_ULIS",{"$error":"#NAME?"},{"$f":"IFERROR(\"Oui, à la ligne \" & MATCH(tableFévrier[[#This Row],[Fusion]],tableOctobre[Fusion],0)+1,\"Non trouvé\")","v":"Non trouvé"},null,1916,null,1916]
["GW210PSV01","Soupape circuit GW210","U_SANS   PREVENTIF","Sans   préventif","MPS","AR","U222GW","AR",null,"2049-12-30",0,1,0,null,null,"BIOMED_ULIS",{"$error":"#NAME?"},{"$f":"IFERROR(\"Oui, à la ligne \" & MATCH(tableFévrier[[#This Row],[Fusion]],tableOctobre[Fusion],0)+1,\"Non trouvé\")","v":"Non trouvé"},null,1917,null,1917]
["GW2HBV41","Vanne barrage retour s/b cuve GAMR010","U_SANS   PREVENTIF","Sans   préventif","MPS","AR","U222GW","AR",null,"2049-12-30",0,1,0,null,null,"BIOMED_ULIS",{"$error":"#NAME?"},{"$f":"IFERROR(\"Oui, à la ligne \" & MATCH(tableFévrier[[#This Row],[Fusion]],tableOctobre[Fusion],0)+1,\"Non trouvé\")","v":"Non trouvé"},null,1918,null,1918]
["GW2HBV42","Vanne barrage aller s/b cuve GAMR010","U_SANS   PREVENTIF","Sans   préventif","MPS","AR","U222GW","AR",null,"2049-12-30",0,1,0,null,null,"BIOMED_ULIS",{"$error":"#NAME?"},{"$f":"IFERROR(\"Oui, à la ligne \" & MATCH(tableFévrier[[#This Row],[Fusion]],tableOctobre[Fusion],0)+1,\"Non trouvé\")","v":"Non trouvé"},null,1919,null,1919]
["GW2HBV43","Vanne barrage retour s/b cuve GAMR009","U_SANS   PREVENTIF","Sans   préventif","MPS","AR","U222GW","AR",null,"2049-12-30",0,1,0,null,null,"BIOMED_ULIS",{"$error":"#NAME?"},{"$f":"IFERROR(\"Oui, à la ligne \" & MATCH(tableFévrier[[#This Row],[Fusion]],tableOctobre[Fusion],0)+1,\"Non trouvé\")","v":"Non trouvé"},null,1920,null,1920]
["GW2HBV44","Vanne barrage aller s/b cuve GAMR009","U_SANS   PREVENTIF","Sans   préventif","MPS","AR","U222GW","AR",null,"2049-12-30",0,1,0,null,null,"BIOMED_ULIS",{"$error":"#NAME?"},{"$f":"IFERROR(\"Oui, à la ligne \" & MATCH(tableFévrier[[#This Row],[Fusion]],tableOctobre[Fusion],0)+1,\"Non trouvé\")","v":"Non trouvé"},null,1921,null,1921]
["GW2HBV45","Vanne barrage retour s/b cuve GAMR008","U_SANS   PREVENTIF","Sans   préventif","MPS","AR","U222GW","AR",null,"2049-12-30",0,1,0,null,null,"BIOMED_ULIS",{"$f":"_xlfn.TEXTJOIN(\"\",TRUE,A1922:D1922,H1922,N1922)","v":{"$error":"#NAME?"}},{"$f":"IFERROR(\"Oui, à la ligne \" & MATCH(tableFévrier[[#This Row],[Fusion]],tableOctobre[Fusion],0)+1,\"Non trouvé\")","v":"Non trouvé"},null,1922,null,1922]
["GW2HBV46","Vanne barrage aller s/b cuve GAMR008","U_SANS   PREVENTIF","Sans   préventif","MPS","AR","U222GW","AR",null,"2049-12-30",0,1,0,null,null,"BIOMED_ULIS",{"$error":"#NAME?"},{"$f":"IFERROR(\"Oui, à la ligne \" & MATCH(tableFévrier[[#This Row],[Fusion]],tableOctobre[Fusion],0)+1,\"Non trouvé\")","v":"Non trouvé"},null,1923,null,1923]
["EXGW2HBV47","Vanne barrage retour s/b cuve GAMR007","U_SANS   PREVENTIF","Sans   préventif","MPS","AR","U222GW","AR",null,"2049-12-30",0,1,0,null,null,"BIOMED_ULIS",{"$error":"#NAME?"},{"$f":"IFERROR(\"Oui, à la ligne \" & MATCH(tableFévrier[[#This Row],[Fusion]],tableOctobre[Fusion],0)+1,\"Non trouvé\")","v":"Non trouvé"},null,1924,null,1924]
["EXGW2HBV48","Vanne barrage aller s/b cuve GAMR007","U_SANS   PREVENTIF","Sans   préventif","MPS","AR","U222GW","AR",null,"2049-12-30",0,1,0,null,null,"BIOMED_ULIS",{"$error":"#NAME?"},{"$f":"IFERROR(\"Oui, à la ligne \" & MATCH(tableFévrier[[#This Row],[Fusion]],tableOctobre[Fusion],0)+1,\"Non trouvé\")","v":"Non trouvé"},null,1925,null,1925]
["GW2HBV51","Vanne barrage retour s/b échan. DE3HEX22","U_SANS   PREVENTIF","Sans   préventif","MPS","AR","U222GW","AR",null,"2049-12-30",0,1,0,null,null,"BIOMED_ULIS",{"$error":"#NAME?"},{"$f":"IFERROR(\"Oui, à la ligne \" & MATCH(tableFévrier[[#This Row],[Fusion]],tableOctobre[Fusion],0)+1,\"Non trouvé\")","v":"Non trouvé"},null,1926,null,1926]
["GW2HBV52","Vanne barrage aller s/b échan. DE3HEX22","U_SANS   PREVENTIF","Sans   préventif","MPS","AR","U222GW","AR",null,"2049-12-30",0,1,0,null,null,"BIOMED_ULIS",{"$error":"#NAME?"},{"$f":"IFERROR(\"Oui, à la ligne \" & MATCH(tableFévrier[[#This Row],[Fusion]],tableOctobre[Fusion],0)+1,\"Non trouvé\")","v":"Non trouvé"},null,1927,null,1927]
["GW2HGV08","Robinet de réglage DE3HEX22 Centri GAMMA","U_SANS   PREVENTIF","Sans   préventif","MPS","AR","U222GW","AR",null,"2049-12-30",0,1,0,null,null,"BIOMED_ULIS",{"$error":"#NAME?"},{"$f":"IFERROR(\"Oui, à la ligne \" & MATCH(tableFévrier[[#This Row],[Fusion]],tableOctobre[Fusion],0)+1,\"Non trouvé\")","v":"Non trouvé"},null,1928,null,1928]
["GW2HGV09","Robinet de réglage centri. GAMC22","U_SANS   PREVENTIF","Sans   préventif","MPS","AR","U222GW","AR",null,"2049-12-30",0,1,0,null,null,"BIOMED_ULIS",{"$error":"#NAME?"},{"$f":"IFERROR(\"Oui, à la ligne \" & MATCH(tableFévrier[[#This Row],[Fusion]],tableOctobre[Fusion],0)+1,\"Non trouvé\")","v":"Non trouvé"},null,1929,null,1929]
["GW2HGV10","Robinet de réglage cuve GAMR010","U_SANS   PREVENTIF","Sans   préventif","MPS","AR","U222GW","AR",null,"2049-12-30",0,1,0,null,null,"BIOMED_ULIS",{"$error":"#NAME?"},{"$f":"IFERROR(\"Oui, à la ligne \" & MATCH(tableFévrier[[#This Row],[Fusion]],tableOctobre[Fusion],0)+1,\"Non trouvé\")","v":"Non trouvé"},null,1930,null,1930]
["GW2HGV11","Robinet de réglage  cuve GAMR009","U_SANS   PREVENTIF","Sans   préventif","MPS","AR","U222GW","AR",null,"2049-12-30",0,1,0,null,null,"BIOMED_ULIS",{"$error":"#NAME?"},{"$f":"IFERROR(\"Oui, à la ligne \" & MATCH(tableFévrier[[#This Row],[Fusion]],tableOctobre[Fusion],0)+1,\"Non trouvé\")","v":"Non trouvé"},null,1931,null,1931]
["GW2HGV12","Robinet de réglage cuve GAMR008","U_SANS   PREVENTIF","Sans   préventif","MPS","AR","U222GW","AR",null,"2049-12-30",0,1,0,null,null,"BIOMED_ULIS",{"$error":"#NAME?"},{"$f":"IFERROR(\"Oui, à la ligne \" & MATCH(tableFévrier[[#This Row],[Fusion]],tableOctobre[Fusion],0)+1,\"Non trouvé\")","v":"Non trouvé"},null,1932,null,1932]
["EXGW2HGV13","Robinet de réglage cuve GAMR007","U_SANS   PREVENTIF","Sans   préventif","MPS","AR","U222GW","AR",null,"2049-12-30",0,1,0,null,null,"BIOMED_ULIS",{"$error":"#NAME?"},{"$f":"IFERROR(\"Oui, à la ligne \" & MATCH(tableFévrier[[#This Row],[Fusion]],tableOctobre[Fusion],0)+1,\"Non trouvé\")","v":"Non trouvé"},null,1933,null,1933]
["GW2SBD05","S/boucle n°5 refroid DE2HEX21 Centri GAM","U_SANS   PREVENTIF","Sans   préventif","MPS","AR","U222GW","AR",null,"2049-12-30",0,1,0,null,null,"BIOMED_ULIS",{"$error":"#NAME?"},{"$f":"IFERROR(\"Oui, à la ligne \" & MATCH(tableFévrier[[#This Row],[Fusion]],tableOctobre[Fusion],0)+1,\"Non trouvé\")","v":"Non trouvé"},null,1934,null,1934]
["GW2SBD06","S/boucle n°6 refroid DE3HEX22 Centri GAM","U_SANS   PREVENTIF","Sans   préventif","MPS","AR","U222GW","AR",null,"2049-12-30",0,1,0,null,null,"BIOMED_ULIS",{"$error":"#NAME?"},{"$f":"IFERROR(\"Oui, à la ligne \" & MATCH(tableFévrier[[#This Row],[Fusion]],tableOctobre[Fusion],0)+1,\"Non trouvé\")","v":"Non trouvé"},null,1935,null,1935]
["GW2SBD07","S/boucle n°7 refroid. cuve GAMR010","U_SANS   PREVENTIF","Sans   préventif","MPS","AR","U222GW","AR",null,"2049-12-30",0,1,0,null,null,"BIOMED_ULIS",{"$error":"#NAME?"},{"$f":"IFERROR(\"Oui, à la ligne \" & MATCH(tableFévrier[[#This Row],[Fusion]],tableOctobre[Fusion],0)+1,\"Non trouvé\")","v":"Non trouvé"},null,1936,null,1936]
["GW2SBD08","S/boucle n°8 refroid. cuve GAMR009","U_SANS   PREVENTIF","Sans   préventif","MPS","AR","U222GW","AR",null,"2049-12-30",0,1,0,null,null,"BIOMED_ULIS",{"$error":"#NAME?"},{"$f":"IFERROR(\"Oui, à la ligne \" & MATCH(tableFévrier[[#This Row],[Fusion]],tableOctobre[Fusion],0)+1,\"Non trouvé\")","v":"Non trouvé"},null,1937,null,1937]
["GW2SBD09","S/boucle n°9 refroid. cuve GAMR008","U_SANS   PREVENTIF","Sans   préventif","MPS","AR","U222GW","AR",null,"2049-12-30",0,1,0,null,null,"BIOMED_ULIS",{"$error":"#NAME?"},{"$f":"IFERROR(\"Oui, à la ligne \" & MATCH(tableFévrier[[#This Row],[Fusion]],tableOctobre[Fusion],0)+1,\"Non trouvé\")","v":"Non trouvé"},null,1938,null,1938]
["GW3HGV01","Robinet de réglage retour GW3","U_SANS   PREVENTIF","Sans   préventif","MPS","AR","U222GW","AR",null,"2049-12-30",0,1,0,null,null,"BIOMED_ULIS",{"$error":"#NAME?"},{"$f":"IFERROR(\"Oui, à la ligne \" & MATCH(tableFévrier[[#This Row],[Fusion]],tableOctobre[Fusion],0)+1,\"Non trouvé\")","v":"Non trouvé"},null,1939,null,1939]
["GW4","Boucle de distribution GW4","U_SANS   PREVENTIF","Sans   préventif","MPS","AR","U222GW","AR",null,"2049-12-30",0,1,0,null,null,"BIOMED_ULIS",{"$error":"#NAME?"},{"$f":"IFERROR(\"Oui, à la ligne \" & MATCH(tableFévrier[[#This Row],[Fusion]],tableOctobre[Fusion],0)+1,\"Non trouvé\")","v":"Non trouvé"},null,1940,null,1940]
["GW4HGV01","Robinet de réglage retour GW4","U_SANS   PREVENTIF","Sans   préventif","MPS","AR","U222GW","AR",null,"2049-12-30",0,1,0,null,null,"BIOMED_ULIS",{"$error":"#NAME?"},{"$f":"IFERROR(\"Oui, à la ligne \" & MATCH(tableFévrier[[#This Row],[Fusion]],tableOctobre[Fusion],0)+1,\"Non trouvé\")","v":"Non trouvé"},null,1941,null,1941]
["GW5/6ARM01","Armoire électrique eau glycolée GW5/6","U_SANS   PREVENTIF","Sans   préventif","MPS","AR","U222GW","AR",null,"2049-12-30",0,1,0,null,null,"BIOMED_ULIS",{"$error":"#NAME?"},{"$f":"IFERROR(\"Oui, à la ligne \" & MATCH(tableFévrier[[#This Row],[Fusion]],tableOctobre[Fusion],0)+1,\"Non trouvé\")","v":"Non trouvé"},null,1942,null,1942]
["GW5ETV01","Vanne régulation 3 voies WFIHEX09 Plasma","U_SANS   PREVENTIF","Sans   préventif","MPS","AR","U222GW","AR",null,"2049-12-30",0,1,0,null,null,"BIOMED_ULIS",{"$error":"#NAME?"},{"$f":"IFERROR(\"Oui, à la ligne \" & MATCH(tableFévrier[[#This Row],[Fusion]],tableOctobre[Fusion],0)+1,\"Non trouvé\")","v":"Non trouvé"},null,1943,null,1943]
["GW5ETV03","Vanne régul. 3 voies WFIHEX01 Uf. Alb.","U_SANS   PREVENTIF","Sans   préventif","MPS","AR","U222GW","AR",null,"2049-12-30",0,1,0,null,null,"BIOMED_ULIS",{"$error":"#NAME?"},{"$f":"IFERROR(\"Oui, à la ligne \" & MATCH(tableFévrier[[#This Row],[Fusion]],tableOctobre[Fusion],0)+1,\"Non trouvé\")","v":"Non trouvé"},null,1944,null,1944]
["GW5ETV04","Vanne régul. 3 voies WFIHEX11 Lav. Alb.","U_SANS   PREVENTIF","Sans   préventif","MPS","AR","U222GW","AR",null,"2049-12-30",0,1,0,null,null,"BIOMED_ULIS",{"$error":"#NAME?"},{"$f":"IFERROR(\"Oui, à la ligne \" & MATCH(tableFévrier[[#This Row],[Fusion]],tableOctobre[Fusion],0)+1,\"Non trouvé\")","v":"Non trouvé"},null,1945,null,1945]
["GW5HGV01","Robinet de réglage WFIHEX09  Plasma","U_SANS   PREVENTIF","Sans   préventif","MPS","AR","U222GW","AR",null,"2049-12-30",0,1,0,null,null,"BIOMED_ULIS",{"$error":"#NAME?"},{"$f":"IFERROR(\"Oui, à la ligne \" & MATCH(tableFévrier[[#This Row],[Fusion]],tableOctobre[Fusion],0)+1,\"Non trouvé\")","v":"Non trouvé"},null,1946,null,1946]
["GW5HGV02","Robinet de réglage  WFIHEX13 UF Alb.","U_SANS   PREVENTIF","Sans   préventif","MPS","AR","U222GW","AR",null,"2049-12-30",0,1,0,null,null,"BIOMED_ULIS",{"$error":"#NAME?"},{"$f":"IFERROR(\"Oui, à la ligne \" & MATCH(tableFévrier[[#This Row],[Fusion]],tableOctobre[Fusion],0)+1,\"Non trouvé\")","v":"Non trouvé"},null,1947,null,1947]
["GW5HGV05","Robinet de réglage WFIHEX01 Uf. Alb.","U_SANS   PREVENTIF","Sans   préventif","MPS","AR","U222GW","AR",null,"2049-12-30",0,1,0,null,null,"BIOMED_ULIS",{"$error":"#NAME?"},{"$f":"IFERROR(\"Oui, à la ligne \" & MATCH(tableFévrier[[#This Row],[Fusion]],tableOctobre[Fusion],0)+1,\"Non trouvé\")","v":"Non trouvé"},null,1948,null,1948]
["GW5HGV06","Robinet réglage  WFIHEX11 lav. alb.et FP","U_SANS   PREVENTIF","Sans   préventif","MPS","AR","U222GW","AR",null,"2049-12-30",0,1,0,null,null,"BIOMED_ULIS",{"$error":"#NAME?"},{"$f":"IFERROR(\"Oui, à la ligne \" & MATCH(tableFévrier[[#This Row],[Fusion]],tableOctobre[Fusion],0)+1,\"Non trouvé\")","v":"Non trouvé"},null,1949,null,1949]
["GW5HGV07","Robinet réglage perte de charge","U_SANS   PREVENTIF","Sans   préventif","MPS","AR","U222GW","AR",null,"2049-12-30",0,1,0,null,null,"BIOMED_ULIS",{"$error":"#NAME?"},{"$f":"IFERROR(\"Oui, à la ligne \" & MATCH(tableFévrier[[#This Row],[Fusion]],tableOctobre[Fusion],0)+1,\"Non trouvé\")","v":"Non trouvé"},null,1950,null,1950]
["GW5SBD01","S. boucle n°1  WFIHEX11  Lav. Alb. et FP","U_SANS   PREVENTIF","Sans   préventif","MPS","AR","U222GW","AR",null,"2049-12-30",0,1,0,null,null,"BIOMED_ULIS",{"$error":"#NAME?"},{"$f":"IFERROR(\"Oui, à la ligne \" & MATCH(tableFévrier[[#This Row],[Fusion]],tableOctobre[Fusion],0)+1,\"Non trouvé\")","v":"Non trouvé"},null,1951,null,1951]
["GW5SBD02","S. boucle n°2  WFIHEX13 UF Alb. (ALBR72)","U_SANS   PREVENTIF","Sans   préventif","MPS","AR","U222GW","AR",null,"2049-12-30",0,1,0,null,null,"BIOMED_ULIS",{"$error":"#NAME?"},{"$f":"IFERROR(\"Oui, à la ligne \" & MATCH(tableFévrier[[#This Row],[Fusion]],tableOctobre[Fusion],0)+1,\"Non trouvé\")","v":"Non trouvé"},null,1952,null,1952]
["GW5SBD03","S. boucle n°3 échang. WFIHEX09 plasma","U_SANS   PREVENTIF","Sans   préventif","MPS","AR","U222GW","AR",null,"2049-12-30",0,1,0,null,null,"BIOMED_ULIS",{"$error":"#NAME?"},{"$f":"IFERROR(\"Oui, à la ligne \" & MATCH(tableFévrier[[#This Row],[Fusion]],tableOctobre[Fusion],0)+1,\"Non trouvé\")","v":"Non trouvé"},null,1953,null,1953]
["GW5SBD04","S. boucle n°4 échang. WFIHEX01 Uf. Alb.","U_SANS   PREVENTIF","Sans   préventif","MPS","AR","U222GW","AR",null,"2049-12-30",0,1,0,null,null,"BIOMED_ULIS",{"$error":"#NAME?"},{"$f":"IFERROR(\"Oui, à la ligne \" & MATCH(tableFévrier[[#This Row],[Fusion]],tableOctobre[Fusion],0)+1,\"Non trouvé\")","v":"Non trouvé"},null,1954,null,1954]
["GW6","Boucle n°2 de distrib eau glycolée +20°c","U_SANS   PREVENTIF","Sans   préventif","MPS","AR","U222GW","AR",null,"2049-12-30",0,1,0,null,null,"BIOMED_ULIS",{"$error":"#NAME?"},{"$f":"IFERROR(\"Oui, à la ligne \" & MATCH(tableFévrier[[#This Row],[Fusion]],tableOctobre[Fusion],0)+1,\"Non trouvé\")","v":"Non trouvé"},null,1955,null,1955]
["GW6HGV08","Robinet de réglage WFIHEX55  At. GAM","U_SANS   PREVENTIF","Sans   préventif","MPS","AR","U222GW","AR",null,"2049-12-30",0,1,0,null,null,"BIOMED_ULIS",{"$error":"#NAME?"},{"$f":"IFERROR(\"Oui, à la ligne \" & MATCH(tableFévrier[[#This Row],[Fusion]],tableOctobre[Fusion],0)+1,\"Non trouvé\")","v":"Non trouvé"},null,1956,null,1956]
["GW6HGV09","Robinet de réglage  WFIHEX54 At. GAM","U_SANS   PREVENTIF","Sans   préventif","MPS","AR","U222GW","AR",null,"2049-12-30",0,1,0,null,null,"BIOMED_ULIS",{"$error":"#NAME?"},{"$f":"IFERROR(\"Oui, à la ligne \" & MATCH(tableFévrier[[#This Row],[Fusion]],tableOctobre[Fusion],0)+1,\"Non trouvé\")","v":"Non trouvé"},null,1957,null,1957]
["GW6HGV10","Robinet réglage perte de charge","U_SANS   PREVENTIF","Sans   préventif","MPS","AR","U222GW","AR",null,"2049-12-30",0,1,0,null,null,"BIOMED_ULIS",{"$error":"#NAME?"},{"$f":"IFERROR(\"Oui, à la ligne \" & MATCH(tableFévrier[[#This Row],[Fusion]],tableOctobre[Fusion],0)+1,\"Non trouvé\")","v":"Non trouvé"},null,1958,null,1958]
["GW6HGV11","Robinet de réglage WFIHEX51 Réact. GAM","U_SANS   PREVENTIF","Sans   préventif","MPS","AR","U222GW","AR",null,"2049-12-30",0,1,0,null,null,"BIOMED_ULIS",{"$error":"#NAME?"},{"$f":"IFERROR(\"Oui, à la ligne \" & MATCH(tableFévrier[[#This Row],[Fusion]],tableOctobre[Fusion],0)+1,\"Non trouvé\")","v":"Non trouvé"},null,1959,null,1959]
["GW6PV01","Vanne régul. 3 voies WFIHEX51 Réact. GAM","U_SANS   PREVENTIF","Sans   préventif","MPS","AR","U222GW","AR",null,"2049-12-30",0,1,0,null,null,"BIOMED_ULIS",{"$error":"#NAME?"},{"$f":"IFERROR(\"Oui, à la ligne \" & MATCH(tableFévrier[[#This Row],[Fusion]],tableOctobre[Fusion],0)+1,\"Non trouvé\")","v":"Non trouvé"},null,1960,null,1960]
["GW6PTV05","Vanne régul. 3 voies WFIHEX55 At.GAM","U_SANS   PREVENTIF","Sans   préventif","MPS","AR","U222GW","AR",null,"2049-12-30",0,1,0,null,null,"BIOMED_ULIS",{"$error":"#NAME?"},{"$f":"IFERROR(\"Oui, à la ligne \" & MATCH(tableFévrier[[#This Row],[Fusion]],tableOctobre[Fusion],0)+1,\"Non trouvé\")","v":"Non trouvé"},null,1961,null,1961]
["GW6SBD07","S. boucle n°7 échang. WFIHEX55  At. GAM","U_SANS   PREVENTIF","Sans   préventif","MPS","AR","U222GW","AR",null,"2049-12-30",0,1,0,null,null,"BIOMED_ULIS",{"$error":"#NAME?"},{"$f":"IFERROR(\"Oui, à la ligne \" & MATCH(tableFévrier[[#This Row],[Fusion]],tableOctobre[Fusion],0)+1,\"Non trouvé\")","v":"Non trouvé"},null,1962,null,1962]
["GW6SBD08","S. boucle n°8 échang. WFIHEX54  At. GAM","U_SANS   PREVENTIF","Sans   préventif","MPS","AR","U222GW","AR",null,"2049-12-30",0,1,0,null,null,"BIOMED_ULIS",{"$error":"#NAME?"},{"$f":"IFERROR(\"Oui, à la ligne \" & MATCH(tableFévrier[[#This Row],[Fusion]],tableOctobre[Fusion],0)+1,\"Non trouvé\")","v":"Non trouvé"},null,1963,null,1963]
["GW6SBD09","S. boucle n°9 échan. WFIHEX51 Réact. GAM","U_SANS   PREVENTIF","Sans   préventif","MPS","AR","U222GW","AR",null,"2049-12-30",0,1,0,null,null,"BIOMED_ULIS",{"$error":"#NAME?"},{"$f":"IFERROR(\"Oui, à la ligne \" & MATCH(tableFévrier[[#This Row],[Fusion]],tableOctobre[Fusion],0)+1,\"Non trouvé\")","v":"Non trouvé"},null,1964,null,1964]
["GW70","Circuit prépa eau glycolée  GW71 à GW77","U_SANS   PREVENTIF","Sans   préventif","MPS","AR","U222GW","AR",null,"2049-12-30",0,1,0,null,null,"BIOMED_ULIS",{"$error":"#NAME?"},{"$f":"IFERROR(\"Oui, à la ligne \" & MATCH(tableFévrier[[#This Row],[Fusion]],tableOctobre[Fusion],0)+1,\"Non trouvé\")","v":"Non trouvé"},null,1965,null,1965]
["GW71ETV01","Vanne régulation 3 voies ALBR001","U_SANS   PREVENTIF","Sans   préventif","MPS","AR","U222GW","AR","76 371,00","3000-01-01",0,1,0,null,null,"BIOMED_ULIS",{"$error":"#NAME?"},{"$f":"IFERROR(\"Oui, à la ligne \" & MATCH(tableFévrier[[#This Row],[Fusion]],tableOctobre[Fusion],0)+1,\"Non trouvé\")","v":"Non trouvé"},null,1966,null,1966]
["GW71HEX01","Echangeur GW1 / GW71 réacteur ALBR001","U_SANS   PREVENTIF","Sans   préventif","MPS","AR","U222GW","AR",null,"2049-12-30",0,1,0,null,null,"BIOMED_ULIS",{"$error":"#NAME?"},{"$f":"IFERROR(\"Oui, à la ligne \" & MATCH(tableFévrier[[#This Row],[Fusion]],tableOctobre[Fusion],0)+1,\"Non trouvé\")","v":"Non trouvé"},null,1967,null,1967]
["GW72ETV02","Vanne régulation 3 voies ALBR002","U_SANS   PREVENTIF","Sans   préventif","MPS","AR","U222GW","AR",null,"2049-12-30",0,1,0,null,null,"BIOMED_ULIS",{"$error":"#NAME?"},{"$f":"IFERROR(\"Oui, à la ligne \" & MATCH(tableFévrier[[#This Row],[Fusion]],tableOctobre[Fusion],0)+1,\"Non trouvé\")","v":"Non trouvé"},null,1968,null,1968]
["GW72HEX02","Echangeur GW1 / GW72 réacteur ALBR002","U_SANS   PREVENTIF","Sans   préventif","MPS","AR","U222GW","AR",null,"2049-12-30",0,1,0,null,null,"BIOMED_ULIS",{"$error":"#NAME?"},{"$f":"IFERROR(\"Oui, à la ligne \" & MATCH(tableFévrier[[#This Row],[Fusion]],tableOctobre[Fusion],0)+1,\"Non trouvé\")","v":"Non trouvé"},null,1969,null,1969]
["GW73ETV03","Vanne régulation 3 voies ALBR003","U_SANS   PREVENTIF","Sans   préventif","MPS","AR","U222GW","AR",null,"2049-12-30",0,1,0,null,null,"BIOMED_ULIS",{"$error":"#NAME?"},{"$f":"IFERROR(\"Oui, à la ligne \" & MATCH(tableFévrier[[#This Row],[Fusion]],tableOctobre[Fusion],0)+1,\"Non trouvé\")","v":"Non trouvé"},null,1970,null,1970]
["GW73HEX03","Echangeur GW1 / GW73 réacteur ALBR003","U_SANS   PREVENTIF","Sans   préventif","MPS","AR","U222GW","AR",null,"2049-12-30",0,1,0,null,null,"BIOMED_ULIS",{"$error":"#NAME?"},{"$f":"IFERROR(\"Oui, à la ligne \" & MATCH(tableFévrier[[#This Row],[Fusion]],tableOctobre[Fusion],0)+1,\"Non trouvé\")","v":"Non trouvé"},null,1971,null,1971]
["GW74ETV04","Vanne régulation 3 voies ALBR004","U_SANS   PREVENTIF","Sans   préventif","MPS","AR","U222GW","AR","76 370,00","3000-01-01",0,1,0,null,null,"BIOMED_ULIS",{"$error":"#NAME?"},{"$f":"IFERROR(\"Oui, à la ligne \" & MATCH(tableFévrier[[#This Row],[Fusion]],tableOctobre[Fusion],0)+1,\"Non trouvé\")","v":"Non trouvé"},null,1972,null,1972]
["GW74HEX04","Echangeur GW1 / GW74 réacteur ALBR004","U_SANS   PREVENTIF","Sans   préventif","MPS","AR","U222GW","AR",null,"2049-12-30",0,1,0,null,null,"BIOMED_ULIS",{"$error":"#NAME?"},{"$f":"IFERROR(\"Oui, à la ligne \" & MATCH(tableFévrier[[#This Row],[Fusion]],tableOctobre[Fusion],0)+1,\"Non trouvé\")","v":"Non trouvé"},null,1973,null,1973]
["GW75ETV05","Vanne régulation 3 voies ALBR005","U_SANS   PREVENTIF","Sans   préventif","MPS","AR","U222GW","AR",null,"2049-12-30",0,1,0,null,null,"BIOMED_ULIS",{"$error":"#NAME?"},{"$f":"IFERROR(\"Oui, à la ligne \" & MATCH(tableFévrier[[#This Row],[Fusion]],tableOctobre[Fusion],0)+1,\"Non trouvé\")","v":"Non trouvé"},null,1974,null,1974]
["GW75HEX05","Echangeur GW1 / GW75 réacteur ALBR005","U_SANS   PREVENTIF","Sans   préventif","MPS","AR","U222GW","AR",null,"2049-12-30",0,1,0,null,null,"BIOMED_ULIS",{"$error":"#NAME?"},{"$f":"IFERROR(\"Oui, à la ligne \" & MATCH(tableFévrier[[#This Row],[Fusion]],tableOctobre[Fusion],0)+1,\"Non trouvé\")","v":"Non trouvé"},null,1975,null,1975]
["GW76ETV06","Vanne régulation 3 voies ALBR006","U_SANS   PREVENTIF","Sans   préventif","MPS","AR","U222GW","AR",null,"2049-12-30",0,1,0,null,null,"BIOMED_ULIS",{"$error":"#NAME?"},{"$f":"IFERROR(\"Oui, à la ligne \" & MATCH(tableFévrier[[#This Row],[Fusion]],tableOctobre[Fusion],0)+1,\"Non trouvé\")","v":"Non trouvé"},null,1976,null,1976]
["GW76HEX06","Echangeur GW1 / GW76 réacteur ALBR006","U_SANS   PREVENTIF","Sans   préventif","MPS","AR","U222GW","AR",null,"2049-12-30",0,1,0,null,null,"BIOMED_ULIS",{"$error":"#NAME?"},{"$f":"IFERROR(\"Oui, à la ligne \" & MATCH(tableFévrier[[#This Row],[Fusion]],tableOctobre[Fusion],0)+1,\"Non trouvé\")","v":"Non trouvé"},null,1977,null,1977]
["GW77HBV29","Vanne de barrage aller GW77BD01","U_SANS   PREVENTIF","Sans   préventif","MPS","AR","U222GW","AR",null,"2049-12-30",0,1,0,null,null,"BIOMED_ULIS",{"$error":"#NAME?"},{"$f":"IFERROR(\"Oui, à la ligne \" & MATCH(tableFévrier[[#This Row],[Fusion]],tableOctobre[Fusion],0)+1,\"Non trouvé\")","v":"Non trouvé"},null,1978,null,1978]
["GW77HBV30","Vanne de barrage retour GW77BD01","U_SANS   PREVENTIF","Sans   préventif","MPS","AR","U222GW","AR",null,"2049-12-30",0,1,0,null,null,"BIOMED_ULIS",{"$error":"#NAME?"},{"$f":"IFERROR(\"Oui, à la ligne \" & MATCH(tableFévrier[[#This Row],[Fusion]],tableOctobre[Fusion],0)+1,\"Non trouvé\")","v":"Non trouvé"},null,1979,null,1979]
["GW77HEX07","Echangeur GW1 / GW77","U_SANS   PREVENTIF","Sans   préventif","MPS","AR","U222GW","AR",null,"2049-12-30",0,1,0,null,null,"BIOMED_ULIS",{"$error":"#NAME?"},{"$f":"IFERROR(\"Oui, à la ligne \" & MATCH(tableFévrier[[#This Row],[Fusion]],tableOctobre[Fusion],0)+1,\"Non trouvé\")","v":"Non trouvé"},null,1980,null,1980]
["GW77PSV07","Soupape de sécurité pression GW77BD01","U_SANS   PREVENTIF","Sans   préventif","MPS","AR","U222GW","AR",null,"2049-12-30",0,1,0,null,null,"BIOMED_ULIS",{"$error":"#NAME?"},{"$f":"IFERROR(\"Oui, à la ligne \" & MATCH(tableFévrier[[#This Row],[Fusion]],tableOctobre[Fusion],0)+1,\"Non trouvé\")","v":"Non trouvé"},null,1981,null,1981]
["GW77PV01","Vanne d'isolement PLAT003","U_SANS   PREVENTIF","Sans   préventif","MPS","AR","U222GW","AR",null,"2049-12-30",0,1,0,null,null,"BIOMED_ULIS",{"$error":"#NAME?"},{"$f":"IFERROR(\"Oui, à la ligne \" & MATCH(tableFévrier[[#This Row],[Fusion]],tableOctobre[Fusion],0)+1,\"Non trouvé\")","v":"Non trouvé"},null,1982,null,1982]
["GW77PV02","Vanne d'isolement PLAT004","U_SANS   PREVENTIF","Sans   préventif","MPS","AR","U222GW","AR",null,"2049-12-30",0,1,0,null,null,"BIOMED_ULIS",{"$error":"#NAME?"},{"$f":"IFERROR(\"Oui, à la ligne \" & MATCH(tableFévrier[[#This Row],[Fusion]],tableOctobre[Fusion],0)+1,\"Non trouvé\")","v":"Non trouvé"},null,1983,null,1983]
["GW77PV03","Vanne de by-pass PLAT003/004","U_SANS   PREVENTIF","Sans   préventif","MPS","AR","U222GW","AR",null,"2049-12-30",0,1,0,null,null,"BIOMED_ULIS",{"$error":"#NAME?"},{"$f":"IFERROR(\"Oui, à la ligne \" & MATCH(tableFévrier[[#This Row],[Fusion]],tableOctobre[Fusion],0)+1,\"Non trouvé\")","v":"Non trouvé"},null,1984,null,1984]
["GW77PV04","Vanne d'isolement PLAT001","U_SANS   PREVENTIF","Sans   préventif","MPS","AR","U222GW","AR",null,"2049-12-30",0,1,0,null,null,"BIOMED_ULIS",{"$error":"#NAME?"},{"$f":"IFERROR(\"Oui, à la ligne \" & MATCH(tableFévrier[[#This Row],[Fusion]],tableOctobre[Fusion],0)+1,\"Non trouvé\")","v":"Non trouvé"},null,1985,null,1985]
["GW77PV05","Vanne régulation temp. PLAT001","U_SANS   PREVENTIF","Sans   préventif","MPS","AR","U222GW","AR",null,"2049-12-30",0,1,0,null,null,"BIOMED_ULIS",{"$f":"_xlfn.TEXTJOIN(\"\",TRUE,A1986:D1986,H1986,N1986)","v":{"$error":"#NAME?"}},{"$f":"IFERROR(\"Oui, à la ligne \" & MATCH(tableFévrier[[#This Row],[Fusion]],tableOctobre[Fusion],0)+1,\"Non trouvé\")","v":"Non trouvé"},null,1986,null,1986]
["GW77S07","Filtre GW77BD01","U_SANS   PREVENTIF","Sans   préventif","MPS","AR","U222GW","AR",null,"2049-12-30",0,1,0,null,null,"BIOMED_ULIS",{"$error":"#NAME?"},{"$f":"IFERROR(\"Oui, à la ligne \" & MATCH(tableFévrier[[#This Row],[Fusion]],tableOctobre[Fusion],0)+1,\"Non trouvé\")","v":"Non trouvé"},null,1987,null,1987]
["GW77SBD01","Sous boucle de distribution PLAT001","U_SANS   PREVENTIF","Sans   préventif","MPS","AR","U222GW","AR",null,"2049-12-30",0,1,0,null,null,"BIOMED_ULIS",{"$error":"#NAME?"},{"$f":"IFERROR(\"Oui, à la ligne \" & MATCH(tableFévrier[[#This Row],[Fusion]],tableOctobre[Fusion],0)+1,\"Non trouvé\")","v":"Non trouvé"},null,1988,null,1988]
["GW77SBD02","Sous boucle de distribution PLAT003","U_SANS   PREVENTIF","Sans   préventif","MPS","AR","U222GW","AR",null,"2049-12-30",0,1,0,null,null,"BIOMED_ULIS",{"$error":"#NAME?"},{"$f":"IFERROR(\"Oui, à la ligne \" & MATCH(tableFévrier[[#This Row],[Fusion]],tableOctobre[Fusion],0)+1,\"Non trouvé\")","v":"Non trouvé"},null,1989,null,1989]
["GW77SBD03","Sous boucle de distribution PLAT004","U_SANS   PREVENTIF","Sans   préventif","MPS","AR","U222GW","AR",null,"2049-12-30",0,1,0,null,null,"BIOMED_ULIS",{"$error":"#NAME?"},{"$f":"IFERROR(\"Oui, à la ligne \" & MATCH(tableFévrier[[#This Row],[Fusion]],tableOctobre[Fusion],0)+1,\"Non trouvé\")","v":"Non trouvé"},null,1990,null,1990]
["GW77ST08","Purgeur boucle GW77BD01","U_SANS   PREVENTIF","Sans   préventif","MPS","AR","U222GW","AR",null,"2049-12-30",0,1,0,null,null,"BIOMED_ULIS",{"$error":"#NAME?"},{"$f":"IFERROR(\"Oui, à la ligne \" & MATCH(tableFévrier[[#This Row],[Fusion]],tableOctobre[Fusion],0)+1,\"Non trouvé\")","v":"Non trouvé"},null,1991,null,1991]
["GW8HEX01","Echangeur eau glycolée -15°C","U_SANS   PREVENTIF","Sans   préventif","MPS","AR","U222GW","AR",null,"2049-12-30",0,1,0,null,null,"BIOTECH_ULIS",{"$error":"#NAME?"},{"$f":"IFERROR(\"Oui, à la ligne \" & MATCH(tableFévrier[[#This Row],[Fusion]],tableOctobre[Fusion],0)+1,\"Non trouvé\")","v":"Non trouvé"},null,1992,null,1992]
["GW9ARM01","Armoire électrique eau glycolée GW9","U_SANS   PREVENTIF","Sans   préventif","MPS","AR","U222GW","AR",null,"2049-12-30",0,1,0,null,null,"BIOMED_ULIS",{"$error":"#NAME?"},{"$f":"IFERROR(\"Oui, à la ligne \" & MATCH(tableFévrier[[#This Row],[Fusion]],tableOctobre[Fusion],0)+1,\"Non trouvé\")","v":"Non trouvé"},null,1993,null,1993]
["EXHCLPDV305","Vanne pneu. alim. acide chlorhy. duo n°1","U_SANS   PREVENTIF","Sans   préventif","MPS","AR","U222DW","AR",null,"2049-12-30",0,1,0,null,null,"BIOMED_ULIS",{"$error":"#NAME?"},{"$f":"IFERROR(\"Oui, à la ligne \" & MATCH(tableFévrier[[#This Row],[Fusion]],tableOctobre[Fusion],0)+1,\"Non trouvé\")","v":"Non trouvé"},null,1994,null,1994]
["EXHCLPDV405","Vanne pneu. alim. acide chlorhy. duo n°2","U_SANS   PREVENTIF","Sans   préventif","MPS","AR","U222DW","AR",null,"2049-12-30",0,1,0,null,null,"BIOMED_ULIS",{"$error":"#NAME?"},{"$f":"IFERROR(\"Oui, à la ligne \" & MATCH(tableFévrier[[#This Row],[Fusion]],tableOctobre[Fusion],0)+1,\"Non trouvé\")","v":"Non trouvé"},null,1995,null,1995]
["EXHCLT001","Cuve de stock. acide chlorhydrique PW","U_SANS   PREVENTIF","Sans   préventif","MPS","AR","U222PW","AR",null,"2049-12-30",0,1,0,null,null,"BIOMED_ULIS",{"$error":"#NAME?"},{"$f":"IFERROR(\"Oui, à la ligne \" & MATCH(tableFévrier[[#This Row],[Fusion]],tableOctobre[Fusion],0)+1,\"Non trouvé\")","v":"Non trouvé"},null,1996,null,1996]
["EXHCLT101","Cuve acide chlorhydrique régé. eau purif.","U_SANS   PREVENTIF","Sans   préventif","MPS","AR","U222PW","AR",null,"2049-12-30",0,1,0,null,null,"BIOMED_ULIS",{"$error":"#NAME?"},{"$f":"IFERROR(\"Oui, à la ligne \" & MATCH(tableFévrier[[#This Row],[Fusion]],tableOctobre[Fusion],0)+1,\"Non trouvé\")","v":"Non trouvé"},null,1997,null,1997]
["EXMCBCONG01","Congélateur -80°C n°39609492","U_SANS   PREVENTIF","Sans   préventif","MPS","AR","U640MCB","AR",null,"2049-12-30",0,1,0,null,null,"BIOMED_ULIS",{"$error":"#NAME?"},{"$f":"IFERROR(\"Oui, à la ligne \" & MATCH(tableFévrier[[#This Row],[Fusion]],tableOctobre[Fusion],0)+1,\"Non trouvé\")","v":"Non trouvé"},null,1998,null,1998]
["MCBETUV11","Etuve Friocell 55","U_SANS   PREVENTIF","Sans   préventif","MPS","AR","U640MCB","AR",null,"2049-12-30",0,1,0,null,null,"BIOMED_ULIS",{"$error":"#NAME?"},{"$f":"IFERROR(\"Oui, à la ligne \" & MATCH(tableFévrier[[#This Row],[Fusion]],tableOctobre[Fusion],0)+1,\"Non trouvé\")","v":"Non trouvé"},null,1999,null,1999]
["EXHNAPDV309","Vanne pneu. alim. soude duo n°1","U_SANS   PREVENTIF","Sans   préventif","MPS","AR","U222DW","AR",null,"2049-12-30",0,1,0,null,null,"BIOMED_ULIS",{"$error":"#NAME?"},{"$f":"IFERROR(\"Oui, à la ligne \" & MATCH(tableFévrier[[#This Row],[Fusion]],tableOctobre[Fusion],0)+1,\"Non trouvé\")","v":"Non trouvé"},null,2000,null,2000]
["EXHNAPDV409","Vanne pneu. alim. soude duo n°2","U_SANS   PREVENTIF","Sans   préventif","MPS","AR","U222DW","AR",null,"2049-12-30",0,1,0,null,null,"BIOMED_ULIS",{"$error":"#NAME?"},{"$f":"IFERROR(\"Oui, à la ligne \" & MATCH(tableFévrier[[#This Row],[Fusion]],tableOctobre[Fusion],0)+1,\"Non trouvé\")","v":"Non trouvé"},null,2001,null,2001]
["PWFCS06","Débimètre eau purifiée distillateur n°2","U_SANS   PREVENTIF","Sans   préventif","MPS","AR","U222PW","AR",null,"2049-12-30",0,1,0,null,null,"BIOMED_ULIS",{"$error":"#NAME?"},{"$f":"IFERROR(\"Oui, à la ligne \" & MATCH(tableFévrier[[#This Row],[Fusion]],tableOctobre[Fusion],0)+1,\"Non trouvé\")","v":"Non trouvé"},null,2026,null,2026]
["EXPWPDV306","Vanne pneu. contre courant cation duo 1","U_SANS   PREVENTIF","Sans   préventif","MPS","AR","U222DW","AR",null,"2049-12-30",0,1,0,null,null,"BIOMED_ULIS",{"$error":"#NAME?"},{"$f":"IFERROR(\"Oui, à la ligne \" & MATCH(tableFévrier[[#This Row],[Fusion]],tableOctobre[Fusion],0)+1,\"Non trouvé\")","v":"Non trouvé"},null,2043,null,2043]
["RESCF04","Armoire froide -20°C restaurant","U_SANS   PREVENTIF","Sans   préventif","MPS","AR","U235RES","AR",null,"2049-12-30",0,1,0,null,null,"BIOMED_ULIS",{"$error":"#NAME?"},{"$f":"IFERROR(\"Oui, à la ligne \" & MATCH(tableFévrier[[#This Row],[Fusion]],tableOctobre[Fusion],0)+1,\"Non trouvé\")","v":"Non trouvé"},null,2060,null,2060]
["RF10EVA07","Evaporateur chambre froide OPLCF1316","U_SANS   PREVENTIF","Sans   préventif","MPS","AR","U222RF","AR",null,"2049-12-30",0,1,0,null,null,"BIOMED_ULIS",{"$error":"#NAME?"},{"$f":"IFERROR(\"Oui, à la ligne \" & MATCH(tableFévrier[[#This Row],[Fusion]],tableOctobre[Fusion],0)+1,\"Non trouvé\")","v":"Non trouvé"},null,2077,null,2077]
["SECU","Réseau alarmes protection homme bâtiment","U_SANS   PREVENTIF","Sans   préventif","MPS","AR","U130","AR",null,"2049-12-30",0,1,0,null,null,"BIOMED_ULIS",{"$error":"#NAME?"},{"$f":"IFERROR(\"Oui, à la ligne \" & MATCH(tableFévrier[[#This Row],[Fusion]],tableOctobre[Fusion],0)+1,\"Non trouvé\")","v":"Non trouvé"},null,2094,null,2094]
["SFISBD27","Ss boucle autoclave CRDAU01","U_SANS   PREVENTIF","Sans   préventif","MPS","AR","U236SFI","AR",null,"2049-12-30",0,1,0,null,null,"BIOMED_ULIS",{"$error":"#NAME?"},{"$f":"IFERROR(\"Oui, à la ligne \" & MATCH(tableFévrier[[#This Row],[Fusion]],tableOctobre[Fusion],0)+1,\"Non trouvé\")","v":"Non trouvé"},null,2111,null,2111]
["SGC01","Bac rétention fûts déchets","U_SANS   PREVENTIF","Sans   préventif","MPS","AR","U130","AR",null,"2049-12-30",0,1,0,null,null,"BIOMED_ULIS",{"$error":"#NAME?"},{"$f":"IFERROR(\"Oui, à la ligne \" & MATCH(tableFévrier[[#This Row],[Fusion]],tableOctobre[Fusion],0)+1,\"Non trouvé\")","v":"Non trouvé"},null,2112,null,2112]
["SHW11SBD11","S/b 90° cais. trait. AC54CT54 b10 atel.","U_SANS   PREVENTIF","Sans   préventif","MPS","AR","U222SHW","AR",null,"2049-12-30",0,1,0,null,null,"BIOMED_ULIS",{"$error":"#NAME?"},{"$f":"IFERROR(\"Oui, à la ligne \" & MATCH(tableFévrier[[#This Row],[Fusion]],tableOctobre[Fusion],0)+1,\"Non trouvé\")","v":"Non trouvé"},null,2129,null,2129]
["EXSSISDI07","Système détection incendie 3ème b1","U_SANS   PREVENTIF","Sans   préventif","MPS","AR","U130","AR",null,"2049-12-30",0,1,0,null,null,"BIOMED_ULIS",{"$error":"#NAME?"},{"$f":"IFERROR(\"Oui, à la ligne \" & MATCH(tableFévrier[[#This Row],[Fusion]],tableOctobre[Fusion],0)+1,\"Non trouvé\")","v":"Non trouvé"},null,2146,null,2146]
["EXANIATC05","Fumigateur à formol n°5","U_SANS   PREVENTIF","Sans   préventif","MPS","AR","U881USNC","AR",null,"2049-12-30",0,1,0,null,null,"BIOTECH_ULIS",{"$error":"#NAME?"},{"$f":"IFERROR(\"Oui, à la ligne \" & MATCH(tableFévrier[[#This Row],[Fusion]],tableOctobre[Fusion],0)+1,\"Non trouvé\")","v":"Non trouvé"},null,2163,null,2163]
["BCHETUV02","Etuve","U_SANS   PREVENTIF","Sans   préventif","MPS","AR","U624UAP","AR",null,"2049-12-30",0,1,0,null,null,"BIOMED_ULIS",{"$error":"#NAME?"},{"$f":"IFERROR(\"Oui, à la ligne \" & MATCH(tableFévrier[[#This Row],[Fusion]],tableOctobre[Fusion],0)+1,\"Non trouvé\")","v":"Non trouvé"},null,2180,null,2180]
["EXMCBETUV06","Enceinte climatique n°6","U_SANS   PREVENTIF","Sans   préventif","MPS","AR","U640MCB","AR",null,"2049-12-30",0,1,0,null,null,"BIOMED_ULIS",{"$error":"#NAME?"},{"$f":"IFERROR(\"Oui, à la ligne \" & MATCH(tableFévrier[[#This Row],[Fusion]],tableOctobre[Fusion],0)+1,\"Non trouvé\")","v":"Non trouvé"},null,2197,null,2197]
["MGGEQUIP","Equipements spécif. magasin général","U_SANS   PREVENTIF","Sans   préventif","MPS","AR","U168","AR","47 625,00","3000-01-01",0,1,0,null,null,"BIOMED_ULIS",{"$error":"#NAME?"},{"$f":"IFERROR(\"Oui, à la ligne \" & MATCH(tableFévrier[[#This Row],[Fusion]],tableOctobre[Fusion],0)+1,\"Non trouvé\")","v":"Non trouvé"},null,2214,null,2214]
["EX1MGPPTA10","Porte auto. enrou. entrée cf n°10","U_SANS   PREVENTIF","Sans   préventif","MPS","AR","U406","AR",null,"2049-12-30",0,1,0,null,null,"BIOMED_ULIS",{"$error":"#NAME?"},{"$f":"IFERROR(\"Oui, à la ligne \" & MATCH(tableFévrier[[#This Row],[Fusion]],tableOctobre[Fusion],0)+1,\"Non trouvé\")","v":"Non trouvé"},null,2231,null,2231]
["OPLEQUIP","Equipements spécifiques OPL","U_SANS   PREVENTIF","Sans   préventif","MPS","AR","U601OPL","AR","82 200,00","3000-01-01",0,1,0,null,null,"BIOMED_ULIS",{"$error":"#NAME?"},{"$f":"IFERROR(\"Oui, à la ligne \" & MATCH(tableFévrier[[#This Row],[Fusion]],tableOctobre[Fusion],0)+1,\"Non trouvé\")","v":"Non trouvé"},null,2248,null,2248]
["EXPEHNV001","Vanne manuelle intro éthanol ALBR006","U_SANS   PREVENTIF","Sans   préventif","MPS","AR","U236PE","AR",null,"2049-12-30",0,1,0,null,null,"BIOMED_ULIS",{"$error":"#NAME?"},{"$f":"IFERROR(\"Oui, à la ligne \" & MATCH(tableFévrier[[#This Row],[Fusion]],tableOctobre[Fusion],0)+1,\"Non trouvé\")","v":"Non trouvé"},null,2265,null,2265]
["PEJGV007","Vanne pilotée intro éthanol ALBR004","U_SANS   PREVENTIF","Sans   préventif","MPS","AR","U236PE","AR",null,"2049-12-30",0,1,0,null,null,"BIOMED_ULIS",{"$error":"#NAME?"},{"$f":"IFERROR(\"Oui, à la ligne \" & MATCH(tableFévrier[[#This Row],[Fusion]],tableOctobre[Fusion],0)+1,\"Non trouvé\")","v":"Non trouvé"},null,2279,null,2279]
["EXOPLCONG15","Congélateur -40°C","U_SANS   PREVENTIF","Sans   préventif","MPS","AR","U601OPL","AR",null,"2049-12-30",0,1,0,null,null,"BIOMED_ULIS",{"$error":"#NAME?"},{"$f":"IFERROR(\"Oui, à la ligne \" & MATCH(tableFévrier[[#This Row],[Fusion]],tableOctobre[Fusion],0)+1,\"Non trouvé\")","v":"Non trouvé"},null,2298,null,2298]
["EXRIMUS01","Cuve à ultra sons","U_SANS   PREVENTIF","Sans   préventif","MPS","AR","U624UAP","AR",null,"2049-12-30",0,1,0,null,null,"BIOMED_ULIS",{"$error":"#NAME?"},{"$f":"IFERROR(\"Oui, à la ligne \" & MATCH(tableFévrier[[#This Row],[Fusion]],tableOctobre[Fusion],0)+1,\"Non trouvé\")","v":"Non trouvé"},null,2315,null,2315]
["EXTECHU02","Collecteur T°C-%HR-P TESTO n°1048394029","U_SANS   PREVENTIF","Sans   préventif","MPS","AR","U720","AR",null,"2049-12-30",0,1,0,null,null,"BIOMED_ULIS",{"$error":"#NAME?"},{"$f":"IFERROR(\"Oui, à la ligne \" & MATCH(tableFévrier[[#This Row],[Fusion]],tableOctobre[Fusion],0)+1,\"Non trouvé\")","v":"Non trouvé"},null,2332,null,2332]
["UDP1PP002","Pompe péristaltique","U_SANS   PREVENTIF","Sans   préventif","MPS","AR","U851","AR",null,"2049-12-30",0,1,0,null,null,"BIOTECH_ULIS",{"$error":"#NAME?"},{"$f":"IFERROR(\"Oui, à la ligne \" & MATCH(tableFévrier[[#This Row],[Fusion]],tableOctobre[Fusion],0)+1,\"Non trouvé\")","v":"Non trouvé"},null,2349,null,2349]
["WE2HV01","Vanne contre-pression circuit GAMC21","U_SANS   PREVENTIF","Sans   préventif","MPS","AR","U441","AR","33 574,00","3000-01-01",0,1,0,null,null,"BIOMED_ULIS",{"$error":"#NAME?"},{"$f":"IFERROR(\"Oui, à la ligne \" & MATCH(tableFévrier[[#This Row],[Fusion]],tableOctobre[Fusion],0)+1,\"Non trouvé\")","v":"Non trouvé"},null,2366,null,2366]
["WE2HV03","Vanne circuit GAMC21 entrée WE2TD","U_SANS   PREVENTIF","Sans   préventif","MPS","AR","U441","AR",null,"2049-12-30",0,1,0,null,null,"BIOMED_ULIS",{"$error":"#NAME?"},{"$f":"IFERROR(\"Oui, à la ligne \" & MATCH(tableFévrier[[#This Row],[Fusion]],tableOctobre[Fusion],0)+1,\"Non trouvé\")","v":"Non trouvé"},null,2367,null,2367]
["GW75CMP01","Indic. pression circuit refroid ALBR005","U_METROLOGIE    15","Vérification CURATIVE pression","MC","DEF","U222GW","11U","158 215,00","3000-01-01",0,1,0,null,null,"BIOMED_ULIS",{"$error":"#NAME?"},{"$f":"IFERROR(\"Oui, à la ligne \" & MATCH(tableFévrier[[#This Row],[Fusion]],tableOctobre[Fusion],0)+1,\"Non trouvé\")","v":"Non trouvé"},null,2384,null,2384]
["AC61AE09C","Aérotherm K20 C recyclage","U_CURA017489","Vérification","MC","AR","U222AC","10U",null,"3000-01-01",0,1,0,null,null,"BIOMED_ULIS",{"$error":"#NAME?"},{"$f":"IFERROR(\"Oui, à la ligne \" & MATCH(tableFévrier[[#This Row],[Fusion]],tableOctobre[Fusion],0)+1,\"Non trouvé\")","v":"Non trouvé"},null,2401,null,2401]
["EXGAMCMW003","Balance Mettler 1500 kg/0,1&0,2&0,5kg","U_SANS   PREVENTIF","Sans   préventif","MC","AR","U441","AR",null,"2049-12-30",0,1,0,null,null,"BIOMED_ULIS",{"$error":"#NAME?"},{"$f":"IFERROR(\"Oui, à la ligne \" & MATCH(tableFévrier[[#This Row],[Fusion]],tableOctobre[Fusion],0)+1,\"Non trouvé\")","v":"Non trouvé"},null,2418,null,2418]
["GW77CMP01","Indic. pression circuit refroid fondoir","U_METR000015","Vérification PERIODIQUE pression","MPS","DEF","U222GW","11U","619 134,00","2024-12-05",3,1,0,52,1,"BIOMED_ULIS",{"$error":"#NAME?"},{"$f":"IFERROR(\"Oui, à la ligne \" & MATCH(tableFévrier[[#This Row],[Fusion]],tableOctobre[Fusion],0)+1,\"Non trouvé\")","v":"Non trouvé"},null,2435,null,2435]
["PWCMP15","Mesure pression retour SBD30 Gaine 2","U_SANS   PREVENTIF","Sans   préventif","MPS","AR","U222PW","10U",null,"2050-01-02",0,1,0,null,null,"BIOMED_ULIS",{"$error":"#NAME?"},{"$f":"IFERROR(\"Oui, à la ligne \" & MATCH(tableFévrier[[#This Row],[Fusion]],tableOctobre[Fusion],0)+1,\"Non trouvé\")","v":"Non trouvé"},null,2452,null,2452]
["BAT18","Bâtiment 18","U_CURA017836","1er étage Bureau C. Bizeul : Petit table","MC","AR","S244","AR",null,"3000-01-01",0,1,0,null,null,"BIOMED_ULIS",{"$error":"#NAME?"},{"$f":"IFERROR(\"Oui, à la ligne \" & MATCH(tableFévrier[[#This Row],[Fusion]],tableOctobre[Fusion],0)+1,\"Non trouvé\")","v":"Non trouvé"},null,2469,null,2469]
["BAT08TEL11","Table élévatrice produc. sortie déchets","U_CONT000035","Visite réglementaire table élévatrice/quai niveleur","MPS","DEF","U200BATP","15U","546 079,00","2023-03-18",3,30,0,52,1,"BIOMED_ULIS",{"$error":"#NAME?"},{"$f":"IFERROR(\"Oui, à la ligne \" & MATCH(tableFévrier[[#This Row],[Fusion]],tableOctobre[Fusion],0)+1,\"Non trouvé\")","v":"Non trouvé"},null,2486,null,2486]
["ETALCMP01","Pression DRUCK DPI 610 n°61010799","U_METR000026","Vérification PERIODIQUE labo extérieur","MPS","DEF","U720","50U","631 496,00","2025-02-03",3,1,0,52,1,"BIOMED_ULIS",{"$error":"#NAME?"},{"$f":"IFERROR(\"Oui, à la ligne \" & MATCH(tableFévrier[[#This Row],[Fusion]],tableOctobre[Fusion],0)+1,\"Non trouvé\")","v":"Non trouvé"},null,2503,null,2503]
["EXTECHCMT52","Collecteur EBRO n° 10035794","U_SANS   PREVENTIF","Sans   préventif","MC","AR","U720","AR",null,"2050-01-02",0,1,0,null,null,"BIOMED_ULIS",{"$error":"#NAME?"},{"$f":"IFERROR(\"Oui, à la ligne \" & MATCH(tableFévrier[[#This Row],[Fusion]],tableOctobre[Fusion],0)+1,\"Non trouvé\")","v":"Non trouvé"},null,2520,null,2520]
["EXGAMCMCT21","Chaînes de mesures réacteur Gamma CT21","U_SANS   PREVENTIF","Sans   préventif","MC","AR","U441","AR",null,"2050-01-02",0,1,0,null,null,"BIOMED_ULIS",{"$error":"#NAME?"},{"$f":"IFERROR(\"Oui, à la ligne \" & MATCH(tableFévrier[[#This Row],[Fusion]],tableOctobre[Fusion],0)+1,\"Non trouvé\")","v":"Non trouvé"},null,2537,null,2537]
["EXPLACML02","Niveau cuve PLAT000","U_SANS   PREVENTIF","Sans   préventif","MC","AR","U410","AR",null,"2050-01-02",0,1,0,null,null,"BIOMED_ULIS",{"$error":"#NAME?"},{"$f":"IFERROR(\"Oui, à la ligne \" & MATCH(tableFévrier[[#This Row],[Fusion]],tableOctobre[Fusion],0)+1,\"Non trouvé\")","v":"Non trouvé"},null,2554,null,2554]
["EXALBCMT03","Régul. temp produit ALBR009 Préchauffage","U_SANS   PREVENTIF","Sans   préventif","MC","AR","U440","AR",null,"2050-01-02",0,1,0,null,null,"BIOMED_ULIS",{"$error":"#NAME?"},{"$f":"IFERROR(\"Oui, à la ligne \" & MATCH(tableFévrier[[#This Row],[Fusion]],tableOctobre[Fusion],0)+1,\"Non trouvé\")","v":"Non trouvé"},null,2573,null,2573]
["EXALBR008","Cuve de dilution albumine","U_SANS   PREVENTIF","Sans   préventif","MC","AR","U440","AR",null,"2050-01-02",0,1,0,null,null,"BIOMED_ULIS",{"$error":"#NAME?"},{"$f":"IFERROR(\"Oui, à la ligne \" & MATCH(tableFévrier[[#This Row],[Fusion]],tableOctobre[Fusion],0)+1,\"Non trouvé\")","v":"Non trouvé"},null,2587,null,2587]
["AC02","Air climatisé  centrale de pesée","U_CLIM000203","Vitesses souff. repri. termi. pour Emery","MPS","DEF","U222AC","10U","603 263,00","2024-08-07",3,1,0,52,1,"BIOMED_ULIS",{"$error":"#NAME?"},{"$f":"IFERROR(\"Oui, à la ligne \" & MATCH(tableFévrier[[#This Row],[Fusion]],tableOctobre[Fusion],0)+1,\"Non trouvé\")","v":"Non trouvé"},null,2604,null,2604]
["AC02F19","Filtration terminale clim pièce 8RC140","U_CLIM000138","Remplacement filtre HEPA","MPS","CLIM","U222AC","10U","415 207,00","2024-07-15",2,1,0,"2 190,00",0,"BIOMED_ULIS",{"$error":"#NAME?"},{"$f":"IFERROR(\"Oui, à la ligne \" & MATCH(tableFévrier[[#This Row],[Fusion]],tableOctobre[Fusion],0)+1,\"Non trouvé\")","v":"Non trouvé"},null,2621,null,2621]
["AC02F20","Filtration terminale clim pièce 8RC140","U_CLIM000138","Remplacement filtre HEPA","MPS","CLIM","U222AC","10U","415 208,00","2024-07-15",2,1,0,"2 190,00",0,"BIOMED_ULIS",{"$error":"#NAME?"},{"$f":"IFERROR(\"Oui, à la ligne \" & MATCH(tableFévrier[[#This Row],[Fusion]],tableOctobre[Fusion],0)+1,\"Non trouvé\")","v":"Non trouvé"},null,2622,null,2622]
["AC10F04","Filtration terminale clim pièce 8RC141","U_CLIM000138","Remplacement filtre HEPA","MPS","CLIM","U222AC","10U","444 698,00","2025-07-28",2,1,0,"2 190,00",0,"BIOMED_ULIS",{"$error":"#NAME?"},{"$f":"IFERROR(\"Oui, à la ligne \" & MATCH(tableFévrier[[#This Row],[Fusion]],tableOctobre[Fusion],0)+1,\"Non trouvé\")","v":"Non trouvé"},null,2639,null,2639]
["AC27F06","Filtration terminale clim pièce 8RC54","U_CLIM000138","Remplacement filtre HEPA","MPS","CLIM","U222AC","10U","444 758,00","2025-07-21",2,1,0,"2 190,00",0,"BIOMED_ULIS",{"$error":"#NAME?"},{"$f":"IFERROR(\"Oui, à la ligne \" & MATCH(tableFévrier[[#This Row],[Fusion]],tableOctobre[Fusion],0)+1,\"Non trouvé\")","v":"Non trouvé"},null,2656,null,2656]
["ISBD01","Nourrice distribution vapeur indust.","U_CURA019375","Modification collecteur vapeur","AME","AR","U222IS","10U",null,"3000-01-01",0,1,0,null,null,"BIOMED_ULIS",{"$error":"#NAME?"},{"$f":"IFERROR(\"Oui, à la ligne \" & MATCH(tableFévrier[[#This Row],[Fusion]],tableOctobre[Fusion],0)+1,\"Non trouvé\")","v":"Non trouvé"},null,2673,null,2673]
["EXPLACMT19","Enregist. temp. caisson n°3 PLATNL001","U_SANS   PREVENTIF","Sans   préventif","MC","AR","U410","AR",null,"2050-01-02",0,1,0,null,null,"BIOMED_ULIS",{"$f":"_xlfn.TEXTJOIN(\"\",TRUE,A2690:D2690,H2690,N2690)","v":{"$error":"#NAME?"}},{"$f":"IFERROR(\"Oui, à la ligne \" & MATCH(tableFévrier[[#This Row],[Fusion]],tableOctobre[Fusion],0)+1,\"Non trouvé\")","v":"Non trouvé"},null,2690,null,2690]
["WFIF01","Carter filtre évent 0,2 µm cuve WFIT0001","U_PROC000026","Remplacement cartouche filtration","MPS","MAINT","U236WFI","11U","604 259,00","2024-07-24",3,1,0,365,0,"BIOMED_ULIS",{"$error":"#NAME?"},{"$f":"IFERROR(\"Oui, à la ligne \" & MATCH(tableFévrier[[#This Row],[Fusion]],tableOctobre[Fusion],0)+1,\"Non trouvé\")","v":"Non trouvé"},null,2707,null,2707]
["GAMARM08","Armoire automatisme centrifugation gamma","U_SANS   PREVENTIF","Sans   préventif","MC","AR","U441","AR",null,"2050-01-02",0,1,0,null,null,"BIOMED_ULIS",{"$error":"#NAME?"},{"$f":"IFERROR(\"Oui, à la ligne \" & MATCH(tableFévrier[[#This Row],[Fusion]],tableOctobre[Fusion],0)+1,\"Non trouvé\")","v":"Non trouvé"},null,2724,null,2724]
["DE3CMF01","Affichage débit refroid turbine GAMC22","U_METR000011","Vérification PERIODIQUE de débit","MPS","DEF","U441","11U","594 962,00","2024-04-11",3,1,0,52,1,"BIOMED_ULIS",{"$error":"#NAME?"},{"$f":"IFERROR(\"Oui, à la ligne \" & MATCH(tableFévrier[[#This Row],[Fusion]],tableOctobre[Fusion],0)+1,\"Non trouvé\")","v":"Non trouvé"},null,2741,null,2741]
["HNACML02","Affichage niveau cuve stockage n°2 soude","U_METR000024","Vérification PERIODIQUE de niveau","MPS","DEF","U236NEP","11U","603 854,00","2024-07-29",3,1,0,365,0,"BIOMED_ULIS",{"$error":"#NAME?"},{"$f":"IFERROR(\"Oui, à la ligne \" & MATCH(tableFévrier[[#This Row],[Fusion]],tableOctobre[Fusion],0)+1,\"Non trouvé\")","v":"Non trouvé"},null,2758,null,2758]
["EXACCL11","Air climatisé salle informatique 3316","U_CLIM000207","Maintenance climatiseur","MPS","DEF","U222AC","10U","617 308,00","2024-03-22",3,1,0,13,1,"BIOMED_ULIS",{"$error":"#NAME?"},{"$f":"IFERROR(\"Oui, à la ligne \" & MATCH(tableFévrier[[#This Row],[Fusion]],tableOctobre[Fusion],0)+1,\"Non trouvé\")","v":"Non trouvé"},null,2775,null,2775]
["BAT08CMP135","Enregistrement pression en 8RC135","U_METR000015","Vérification PERIODIQUE pression","MPS","DEF","U200BATP","10U","616 875,00","2024-11-14",3,1,0,52,1,"BIOMED_ULIS",{"$error":"#NAME?"},{"$f":"IFERROR(\"Oui, à la ligne \" & MATCH(tableFévrier[[#This Row],[Fusion]],tableOctobre[Fusion],0)+1,\"Non trouvé\")","v":"Non trouvé"},null,2792,null,2792]
["BAT08CMP08","Enregistrement pression en 8RC08","U_METR000015","Vérification PERIODIQUE pression","MPS","DEF","U200BATP","10U","614 497,00","2024-10-14",3,1,0,52,1,"BIOMED_ULIS",{"$error":"#NAME?"},{"$f":"IFERROR(\"Oui, à la ligne \" & MATCH(tableFévrier[[#This Row],[Fusion]],tableOctobre[Fusion],0)+1,\"Non trouvé\")","v":"Non trouvé"},null,2809,null,2809]
["WFIARM103","Armoire électrique WFISBD103 & 104","U_AVEC","Gammes à associer","MPS","DEF","U236WFI","11U",null,"2049-12-30",0,1,0,null,null,"BIOMED_ULIS",{"$error":"#NAME?"},{"$f":"IFERROR(\"Oui, à la ligne \" & MATCH(tableFévrier[[#This Row],[Fusion]],tableOctobre[Fusion],0)+1,\"Non trouvé\")","v":"Non trouvé"},null,2826,null,2826]
["WFIHEX09","Echangeur GW5 de WFISBD101","U_MECA000044","Remplacement joints de plaques","MPS","DEF","U236WFI","11U","515 766,00","2026-07-19",3,1,0,260,1,"BIOMED_ULIS",{"$error":"#NAME?"},{"$f":"IFERROR(\"Oui, à la ligne \" & MATCH(tableFévrier[[#This Row],[Fusion]],tableOctobre[Fusion],0)+1,\"Non trouvé\")","v":"Non trouvé"},null,2843,null,2843]
["MCBEQUIP","Equipements spécifiques labo. microbio.","U_CURA021005","Achat de deux meubles","AME","AR","U640MCB","AR",null,"3000-01-01",0,1,0,null,null,"BIOMED_ULIS",{"$error":"#NAME?"},{"$f":"IFERROR(\"Oui, à la ligne \" & MATCH(tableFévrier[[#This Row],[Fusion]],tableOctobre[Fusion],0)+1,\"Non trouvé\")","v":"Non trouvé"},null,2852,null,2852]
["UDP5CMA01","Phmètre Meterlab","U_AVEC","Gammes à associer","MPS","AR","U864PDP","AR",null,"2020-12-31",0,1,0,null,null,"BIOTECH_ULIS",{"$error":"#NAME?"},{"$f":"IFERROR(\"Oui, à la ligne \" & MATCH(tableFévrier[[#This Row],[Fusion]],tableOctobre[Fusion],0)+1,\"Non trouvé\")","v":"Non trouvé"},null,2876,null,2876]
["GAMCMP11","Contrôle presssion broyeur n°2","U_METR000015","Vérification PERIODIQUE pression","MPS","METR","U441","11U","618 275,00","2024-11-25",3,1,0,52,1,"BIOMED_ULIS",{"$error":"#NAME?"},{"$f":"IFERROR(\"Oui, à la ligne \" & MATCH(tableFévrier[[#This Row],[Fusion]],tableOctobre[Fusion],0)+1,\"Non trouvé\")","v":"Non trouvé"},null,2877,null,2877]
["EXALBCMT30","Enreg. temp cuve ALBR012 (Stérilisation)","U_SANS   PREVENTIF","Sans   préventif","MC","AR","U440","AR",null,"2050-01-02",0,1,0,null,null,"BIOMED_ULIS",{"$error":"#NAME?"},{"$f":"IFERROR(\"Oui, à la ligne \" & MATCH(tableFévrier[[#This Row],[Fusion]],tableOctobre[Fusion],0)+1,\"Non trouvé\")","v":"Non trouvé"},null,2894,null,2894]
["SECUESA","Eclairage de secours autonome","U_CURA022248","Sous-sol B2 : Les blocs n°14 et 25 ont l","MC","AR","U130","AR",null,"3000-01-01",0,1,0,null,null,"BIOMED_ULIS",{"$error":"#NAME?"},{"$f":"IFERROR(\"Oui, à la ligne \" & MATCH(tableFévrier[[#This Row],[Fusion]],tableOctobre[Fusion],0)+1,\"Non trouvé\")","v":"Non trouvé"},null,2911,null,2911]
["ACCE217","Tourelle extrac. sorbonne solvants 1329/1330","U_CLIM000205","Maintenance extraction / ventilation","MPS","DEF","U168","10U","612 460,00","2024-09-10",3,1,0,52,1,"BIOMED_ULIS",{"$error":"#NAME?"},{"$f":"IFERROR(\"Oui, à la ligne \" & MATCH(tableFévrier[[#This Row],[Fusion]],tableOctobre[Fusion],0)+1,\"Non trouvé\")","v":"Non trouvé"},null,2928,null,2928]
["BAT08CMP08","Enregistrement pression en 8RC08","U_METROLOGIE    15","Vérification CURATIVE pression","MC","DEF","U200BATP","10U","77 766,00","3000-01-01",0,1,0,null,null,"BIOMED_ULIS",{"$error":"#NAME?"},{"$f":"IFERROR(\"Oui, à la ligne \" & MATCH(tableFévrier[[#This Row],[Fusion]],tableOctobre[Fusion],0)+1,\"Non trouvé\")","v":"Non trouvé"},null,2945,null,2945]
["BAT08CMP133","Enregistrement pression en 8RC133","U_METROLOGIE    15","Vérification CURATIVE pression","MC","DEF","U200BATP","10U","576 887,00","3000-01-01",0,1,0,null,null,"BIOMED_ULIS",{"$error":"#NAME?"},{"$f":"IFERROR(\"Oui, à la ligne \" & MATCH(tableFévrier[[#This Row],[Fusion]],tableOctobre[Fusion],0)+1,\"Non trouvé\")","v":"Non trouvé"},null,2962,null,2962]
["GW1/2CMT995","Température retour GW1","U_METROLOGIE    12","Vérification CURATIVE température","MC","DEF","U222GW","10U",null,"2030-12-31",0,1,0,null,null,"BIOMED_ULIS",{"$error":"#NAME?"},{"$f":"IFERROR(\"Oui, à la ligne \" & MATCH(tableFévrier[[#This Row],[Fusion]],tableOctobre[Fusion],0)+1,\"Non trouvé\")","v":"Non trouvé"},null,2979,null,2979]
["UDA1AV01","Armoire de stockage ventilée","U_CURA023067","depuis quelques jours nous avons un souc","MC","AR","U855","AR",null,"3000-01-01",0,1,0,null,null,"BIOTECH_ULIS",{"$error":"#NAME?"},{"$f":"IFERROR(\"Oui, à la ligne \" & MATCH(tableFévrier[[#This Row],[Fusion]],tableOctobre[Fusion],0)+1,\"Non trouvé\")","v":"Non trouvé"},null,2996,null,2996]
["UDP2CMT34","Enreg température voie 1 EXUDP2UR02","U_METROLOGIE    12","Vérification CURATIVE température","MC","DEF","U851","11U",null,"2030-12-31",0,1,0,null,null,"BIOTECH_ULIS",{"$error":"#NAME?"},{"$f":"IFERROR(\"Oui, à la ligne \" & MATCH(tableFévrier[[#This Row],[Fusion]],tableOctobre[Fusion],0)+1,\"Non trouvé\")","v":"Non trouvé"},null,3013,null,3013]
["UDP2REF10","Réfrigérateur / Congélateur","U_SANS   PREVENTIF","Sans   préventif","MC","AR","U851","AR",null,"3000-01-01",0,1,0,null,null,"BIOTECH_ULIS",{"$error":"#NAME?"},{"$f":"IFERROR(\"Oui, à la ligne \" & MATCH(tableFévrier[[#This Row],[Fusion]],tableOctobre[Fusion],0)+1,\"Non trouvé\")","v":"Non trouvé"},null,3030,null,3030]
["EXETALCMT154","Temp. Testostor cap ext. N°40400000023","U_METR000012","Vérification PERIODIQUE température","MPS","DEF","U720","50U","372 986,00","2049-05-14",0,1,0,null,null,"BIOMED_ULIS",{"$error":"#NAME?"},{"$f":"IFERROR(\"Oui, à la ligne \" & MATCH(tableFévrier[[#This Row],[Fusion]],tableOctobre[Fusion],0)+1,\"Non trouvé\")","v":"Non trouvé"},null,3047,null,3047]
["BAT08","Bâtiment 8 de production","U_CURA023424","Descriptif","MC","AR","U200BATP","AR",null,"3000-01-01",0,1,0,null,null,"BIOMED_ULIS",{"$error":"#NAME?"},{"$f":"IFERROR(\"Oui, à la ligne \" & MATCH(tableFévrier[[#This Row],[Fusion]],tableOctobre[Fusion],0)+1,\"Non trouvé\")","v":"Non trouvé"},null,3064,null,3064]
["MCBCMP03","Indic pression labo 1339 capt CT41PI 21","U_METROLOGIE    29","Vérification CURATIVE mano magnéhélic","MC","DEF","U640MCB","10U","32 552,00","2030-12-31",0,1,0,null,null,"BIOMED_ULIS",{"$error":"#NAME?"},{"$f":"IFERROR(\"Oui, à la ligne \" & MATCH(tableFévrier[[#This Row],[Fusion]],tableOctobre[Fusion],0)+1,\"Non trouvé\")","v":"Non trouvé"},null,3081,null,3081]
["PECMP01","Régulation pression distrib éthanol","U_METROLOGIE    15","Vérification CURATIVE pression","MC","DEF","U236PE","11U","493 536,00","2050-01-01",0,1,0,null,null,"BIOMED_ULIS",{"$error":"#NAME?"},{"$f":"IFERROR(\"Oui, à la ligne \" & MATCH(tableFévrier[[#This Row],[Fusion]],tableOctobre[Fusion],0)+1,\"Non trouvé\")","v":"Non trouvé"},null,3098,null,3098]
["RF10EVA11","Evapo. pharmacothèque BAT01162","U_SANS   PREVENTIF","Sans   préventif","MC","DEF","U222RF","10U",null,"2049-12-31",0,1,0,null,null,"BIOMED_ULIS",{"$error":"#NAME?"},{"$f":"IFERROR(\"Oui, à la ligne \" & MATCH(tableFévrier[[#This Row],[Fusion]],tableOctobre[Fusion],0)+1,\"Non trouvé\")","v":"Non trouvé"},null,3115,null,3115]
["UDP3EH02","Réchauffeur électrique","U_SANS   PREVENTIF","Sans   préventif","MC","AR","U851","AR",null,"3000-01-01",0,1,0,null,null,"BIOTECH_ULIS",{"$error":"#NAME?"},{"$f":"IFERROR(\"Oui, à la ligne \" & MATCH(tableFévrier[[#This Row],[Fusion]],tableOctobre[Fusion],0)+1,\"Non trouvé\")","v":"Non trouvé"},null,3129,null,3129]
["EXCBREF11","Réfrigérateur / Congélateur","U_SANS   PREVENTIF","Sans   préventif","MC","AR","U855","AR",null,"3000-01-01",0,1,0,null,null,"BIOTECH_ULIS",{"$error":"#NAME?"},{"$f":"IFERROR(\"Oui, à la ligne \" & MATCH(tableFévrier[[#This Row],[Fusion]],tableOctobre[Fusion],0)+1,\"Non trouvé\")","v":"Non trouvé"},null,3132,null,3132]
["EX2MGGCMT15","Ind. T°C themo-tracer n°AD34C0000180CA21","U_SANS   PREVENTIF","Sans   préventif","MC","AR","U168","AR",null,"3000-01-01",0,1,0,null,null,"BIOMED_ULIS",{"$error":"#NAME?"},{"$f":"IFERROR(\"Oui, à la ligne \" & MATCH(tableFévrier[[#This Row],[Fusion]],tableOctobre[Fusion],0)+1,\"Non trouvé\")","v":"Non trouvé"},null,3149,null,3149]
["EXMGGCMT30","Ind. T°C themo-tracer n°6034C0000181CA21","U_SANS   PREVENTIF","Sans   préventif","MC","AR","U168","AR",null,"3000-01-01",0,1,0,null,null,"BIOMED_ULIS",{"$error":"#NAME?"},{"$f":"IFERROR(\"Oui, à la ligne \" & MATCH(tableFévrier[[#This Row],[Fusion]],tableOctobre[Fusion],0)+1,\"Non trouvé\")","v":"Non trouvé"},null,3166,null,3166]
["CRDCMT10","Enreg Temp. produit CRDCF1253","U_METROLOGIE    12","Vérification CURATIVE température","MC","DEF","U850","70U","431 013,00","2050-01-01",0,1,0,null,null,"BIOTECH_ULIS",{"$error":"#NAME?"},{"$f":"IFERROR(\"Oui, à la ligne \" & MATCH(tableFévrier[[#This Row],[Fusion]],tableOctobre[Fusion],0)+1,\"Non trouvé\")","v":"Non trouvé"},null,3183,null,3183]
["DPLACMT15","Collecteur COX TRACER n°0432-287","U_METROLOGIE    12","Vérification CURATIVE température","MC","DEF","U670","40U","34 074,00","3000-01-01",0,1,0,null,null,"BIOMED_ULIS",{"$error":"#NAME?"},{"$f":"IFERROR(\"Oui, à la ligne \" & MATCH(tableFévrier[[#This Row],[Fusion]],tableOctobre[Fusion],0)+1,\"Non trouvé\")","v":"Non trouvé"},null,3200,null,3200]
["BAT08RC54","Couloir de circulation central","U_CURA024969","Descriptif","MC","AR","U200BATP","AR",null,"3000-01-01",0,1,0,null,null,"BIOMED_ULIS",{"$error":"#NAME?"},{"$f":"IFERROR(\"Oui, à la ligne \" & MATCH(tableFévrier[[#This Row],[Fusion]],tableOctobre[Fusion],0)+1,\"Non trouvé\")","v":"Non trouvé"},null,3217,null,3217]
["EXALBPV05","Vanne diverter entrée filtre presse","U_SANS   PREVENTIF","Sans   préventif","MC","AR","U440","AR",null,"3000-01-01",0,1,0,null,null,"BIOMED_ULIS",{"$error":"#NAME?"},{"$f":"IFERROR(\"Oui, à la ligne \" & MATCH(tableFévrier[[#This Row],[Fusion]],tableOctobre[Fusion],0)+1,\"Non trouvé\")","v":"Non trouvé"},null,3234,null,3234]
["EXOPLCMT22","Enreg. temp étuve OPLETUV03 / OPLUR01","U_SANS   PREVENTIF","Sans   préventif","MC","AR","U601OPL","AR",null,"3000-01-01",0,1,0,null,null,"BIOMED_ULIS",{"$error":"#NAME?"},{"$f":"IFERROR(\"Oui, à la ligne \" & MATCH(tableFévrier[[#This Row],[Fusion]],tableOctobre[Fusion],0)+1,\"Non trouvé\")","v":"Non trouvé"},null,3251,null,3251]
["NEP01CMT01","Mesure température retour NEP01ST01","U_METROLOGIE    12","Vérification CURATIVE température","MC","DEF","U236NEP","11U","564 249,00","3000-01-01",0,1,0,null,null,"BIOMED_ULIS",{"$error":"#NAME?"},{"$f":"IFERROR(\"Oui, à la ligne \" & MATCH(tableFévrier[[#This Row],[Fusion]],tableOctobre[Fusion],0)+1,\"Non trouvé\")","v":"Non trouvé"},null,3268,null,3268]
["NEP01CMW01","Pesage cuve NEP01R01","U_METROLOGIE    13","Vérification CURATIVE pesons","MC","DEF","U236NEP","11U","537 840,00","3000-01-01",0,1,0,null,null,"BIOMED_ULIS",{"$error":"#NAME?"},{"$f":"IFERROR(\"Oui, à la ligne \" & MATCH(tableFévrier[[#This Row],[Fusion]],tableOctobre[Fusion],0)+1,\"Non trouvé\")","v":"Non trouvé"},null,3285,null,3285]
["NEP07CMC01","Mesure conductivité retour NEP07ST07","U_METROLOGIE    18","Vérification CURATIVE conductivité circuit","MC","DEF","U236NEP","11U","578 195,00","3000-01-01",0,1,0,null,null,"BIOMED_ULIS",{"$error":"#NAME?"},{"$f":"IFERROR(\"Oui, à la ligne \" & MATCH(tableFévrier[[#This Row],[Fusion]],tableOctobre[Fusion],0)+1,\"Non trouvé\")","v":"Non trouvé"},null,3302,null,3302]
["SHW1CP08","Pompe flui. ther. caissons clim. b8","U_AVEC","Gammes à associer","MPS","DEF","U222SHW","10U",null,"2049-12-31",0,1,0,null,null,"BIOMED_ULIS",{"$error":"#NAME?"},{"$f":"IFERROR(\"Oui, à la ligne \" & MATCH(tableFévrier[[#This Row],[Fusion]],tableOctobre[Fusion],0)+1,\"Non trouvé\")","v":"Non trouvé"},null,3319,null,3319]
["AC71CD03","Condenseur clim. salle réunion 10113","U_SANS   PREVENTIF","Sans   préventif","MC","AR","U222AC","AR",null,"2049-12-31",0,1,0,null,null,"BIOMED_ULIS",{"$error":"#NAME?"},{"$f":"IFERROR(\"Oui, à la ligne \" & MATCH(tableFévrier[[#This Row],[Fusion]],tableOctobre[Fusion],0)+1,\"Non trouvé\")","v":"Non trouvé"},null,3336,null,3336]
["DE3CP22","Pompe refroidissement centri GAMC22","U_MECA000053","Maintenance Pompe Guérin 216","MPS","DEF","U441","11U","547 383,00","2024-04-27",3,1,0,730,0,"BIOMED_ULIS",{"$error":"#NAME?"},{"$f":"IFERROR(\"Oui, à la ligne \" & MATCH(tableFévrier[[#This Row],[Fusion]],tableOctobre[Fusion],0)+1,\"Non trouvé\")","v":"Non trouvé"},null,3353,null,3353]
["WFICMP301","Mes. pression bas de cuve WFIR301 (%IW102.4)","U_METR000015","Vérification PERIODIQUE pression","MPS","DEF","U236WFI","11U","604 300,00","2025-07-28",3,1,0,730,0,"BIOMED_ULIS",{"$error":"#NAME?"},{"$f":"IFERROR(\"Oui, à la ligne \" & MATCH(tableFévrier[[#This Row],[Fusion]],tableOctobre[Fusion],0)+1,\"Non trouvé\")","v":"Non trouvé"},null,3370,null,3370]
["MCBCMP08","Indic pression SAS 1334 capt CT41PI 26","U_METR000029","Vérifi. PERIODIQUE manomètre magnéhélic","MPS","DEF","U640MCB","10U","626 591,00","2025-01-07",3,1,0,52,1,"BIOMED_ULIS",{"$error":"#NAME?"},{"$f":"IFERROR(\"Oui, à la ligne \" & MATCH(tableFévrier[[#This Row],[Fusion]],tableOctobre[Fusion],0)+1,\"Non trouvé\")","v":"Non trouvé"},null,3387,null,3387]
["MCBCMP07","Indic pression labo 1335 capt CT41PI 25","U_METR000029","Vérifi. PERIODIQUE manomètre magnéhélic","MPS","DEF","U640MCB","10U","626 590,00","2025-01-07",3,1,0,52,1,"BIOMED_ULIS",{"$error":"#NAME?"},{"$f":"IFERROR(\"Oui, à la ligne \" & MATCH(tableFévrier[[#This Row],[Fusion]],tableOctobre[Fusion],0)+1,\"Non trouvé\")","v":"Non trouvé"},null,3388,null,3388]
["WWSBD01","Réseau récupération effluents NEP","U_PROC000034","Maintenance réseau rejets NEP","MPS","DEF","U235WW","11U",null,"2049-12-31",0,1,0,null,null,"BIOMED_ULIS",{"$error":"#NAME?"},{"$f":"IFERROR(\"Oui, à la ligne \" & MATCH(tableFévrier[[#This Row],[Fusion]],tableOctobre[Fusion],0)+1,\"Non trouvé\")","v":"Non trouvé"},null,3408,null,3408]
["EXOPLCMT11","Température partie cong OPLCONG19","U_SANS   PREVENTIF","Sans   préventif","MC","AR","U601OPL","AR",null,"3000-01-01",0,1,0,null,null,"BIOMED_ULIS",{"$error":"#NAME?"},{"$f":"IFERROR(\"Oui, à la ligne \" & MATCH(tableFévrier[[#This Row],[Fusion]],tableOctobre[Fusion],0)+1,\"Non trouvé\")","v":"Non trouvé"},null,3421,null,3421]
["UDP1CMT11","Capteur T° n° 0120 de UDP1UR03","U_METROLOGIE    12","Vérification CURATIVE température","MC","DEF","U851","70U",null,"3000-01-01",0,1,0,null,null,"BIOTECH_ULIS",{"$error":"#NAME?"},{"$f":"IFERROR(\"Oui, à la ligne \" & MATCH(tableFévrier[[#This Row],[Fusion]],tableOctobre[Fusion],0)+1,\"Non trouvé\")","v":"Non trouvé"},null,3438,null,3438]
["CAPV001","Vanne pneu. chasse aller NEP01ST01","U_SANS   PREVENTIF","Sans   préventif","MC","DEF","U222CA","11U",null,"2049-12-31",0,1,0,null,null,"BIOMED_ULIS",{"$error":"#NAME?"},{"$f":"IFERROR(\"Oui, à la ligne \" & MATCH(tableFévrier[[#This Row],[Fusion]],tableOctobre[Fusion],0)+1,\"Non trouvé\")","v":"Non trouvé"},null,3455,null,3455]
["HNOPP02","Pompe distribution n°1 acide nitrique NEP","U_MECA000118","Maintenance pompe à membrane VERDERAIR","MPS","DEF","U236NEP","11U","603 673,00","2024-07-08",3,1,0,52,1,"BIOMED_ULIS",{"$error":"#NAME?"},{"$f":"IFERROR(\"Oui, à la ligne \" & MATCH(tableFévrier[[#This Row],[Fusion]],tableOctobre[Fusion],0)+1,\"Non trouvé\")","v":"Non trouvé"},null,3472,null,3472]
["CAF05","Carter n°2 filtration 0,01µm air compri.","U_FROI000023","Remplacement cartouche de filtration","MPS","DEF","U222CA","10U","519 847,00","3000-01-01",0,1,0,null,null,"BIOMED_ULIS",{"$error":"#NAME?"},{"$f":"IFERROR(\"Oui, à la ligne \" & MATCH(tableFévrier[[#This Row],[Fusion]],tableOctobre[Fusion],0)+1,\"Non trouvé\")","v":"Non trouvé"},null,3489,null,3489]
["AC10","Air climatisé couloirs production rdc b8","U_DOC000001","Mise à jour documentaire","MPS","AR","U222AC","30U","45 333,00","3000-01-01",0,1,0,null,null,"BIOMED_ULIS",{"$error":"#NAME?"},{"$f":"IFERROR(\"Oui, à la ligne \" & MATCH(tableFévrier[[#This Row],[Fusion]],tableOctobre[Fusion],0)+1,\"Non trouvé\")","v":"Non trouvé"},null,3506,null,3506]
["ALBARM00","Armoire automatisme cuverie albumine","U_DOC000001","Mise à jour documentaire","MPS","AR","U440","30U",null,"3000-01-01",0,1,0,null,null,"BIOMED_ULIS",{"$error":"#NAME?"},{"$f":"IFERROR(\"Oui, à la ligne \" & MATCH(tableFévrier[[#This Row],[Fusion]],tableOctobre[Fusion],0)+1,\"Non trouvé\")","v":"Non trouvé"},null,3523,null,3523]
["BAT0101","Bâtiment 1 1étage","U_DOC000001","Mise à jour documentaire","MPS","AR","S244","30U",null,"3000-01-01",0,1,0,null,null,"BIOMED_ULIS",{"$error":"#NAME?"},{"$f":"IFERROR(\"Oui, à la ligne \" & MATCH(tableFévrier[[#This Row],[Fusion]],tableOctobre[Fusion],0)+1,\"Non trouvé\")","v":"Non trouvé"},null,3540,null,3540]
["BAT11RC35","Pièce 11RC35 stockage 15-25°C","U_DOC000001","Mise à jour documentaire","MPS","AR","U200BATP","30U",null,"3000-01-01",0,1,0,null,null,"BIOMED_ULIS",{"$error":"#NAME?"},{"$f":"IFERROR(\"Oui, à la ligne \" & MATCH(tableFévrier[[#This Row],[Fusion]],tableOctobre[Fusion],0)+1,\"Non trouvé\")","v":"Non trouvé"},null,3557,null,3557]
["EXCBCONG10","Congélateur LIEBHERR pièce 1243","U_DOC000001","Mise à jour documentaire","MPS","AR","U855","30U",null,"3000-01-01",0,1,0,null,null,"BIOTECH_ULIS",{"$error":"#NAME?"},{"$f":"IFERROR(\"Oui, à la ligne \" & MATCH(tableFévrier[[#This Row],[Fusion]],tableOctobre[Fusion],0)+1,\"Non trouvé\")","v":"Non trouvé"},null,3574,null,3574]
["CRDCF1209","Chambre froide +4°C pièce 1209","U_DOC000001","Mise à jour documentaire","MPS","AR","U864PDP","30U",null,"3000-01-01",0,1,0,null,null,"BIOTECH_ULIS",{"$error":"#NAME?"},{"$f":"IFERROR(\"Oui, à la ligne \" & MATCH(tableFévrier[[#This Row],[Fusion]],tableOctobre[Fusion],0)+1,\"Non trouvé\")","v":"Non trouvé"},null,3591,null,3591]
["EPL2","Enregistrement plasma ligne n°2","U_DOC000001","Mise à jour documentaire","MPS","AR","U406","30U",null,"3000-01-01",0,1,0,null,null,"BIOMED_ULIS",{"$error":"#NAME?"},{"$f":"IFERROR(\"Oui, à la ligne \" & MATCH(tableFévrier[[#This Row],[Fusion]],tableOctobre[Fusion],0)+1,\"Non trouvé\")","v":"Non trouvé"},null,3608,null,3608]
["FW1","Réseau eau incendie RIA B1 à B8","U_DOC000001","Mise à jour documentaire","MPS","AR","U130","30U",null,"3000-01-01",0,1,0,null,null,"BIOMED_ULIS",{"$error":"#NAME?"},{"$f":"IFERROR(\"Oui, à la ligne \" & MATCH(tableFévrier[[#This Row],[Fusion]],tableOctobre[Fusion],0)+1,\"Non trouvé\")","v":"Non trouvé"},null,3625,null,3625]
["GW208","Circuit de refroidissement GAMR08","U_DOC000001","Mise à jour documentaire","MPS","AR","U222GW","30U",null,"3000-01-01",0,1,0,null,null,"BIOMED_ULIS",{"$error":"#NAME?"},{"$f":"IFERROR(\"Oui, à la ligne \" & MATCH(tableFévrier[[#This Row],[Fusion]],tableOctobre[Fusion],0)+1,\"Non trouvé\")","v":"Non trouvé"},null,3642,null,3642]
["GW209","Circuit de refroidissement GAMR09","U_DOC000001","Mise à jour documentaire","MPS","AR","U222GW","30U",null,"3000-01-01",0,1,0,null,null,"BIOMED_ULIS",{"$error":"#NAME?"},{"$f":"IFERROR(\"Oui, à la ligne \" & MATCH(tableFévrier[[#This Row],[Fusion]],tableOctobre[Fusion],0)+1,\"Non trouvé\")","v":"Non trouvé"},null,3643,null,3643]
["INDUS","Système gestion fabrication prod MES/SCC","U_DOC000001","Mise à jour documentaire","MPS","AR","U200","30U",null,"3000-01-01",0,1,0,null,null,"BIOMED_ULIS",{"$error":"#NAME?"},{"$f":"IFERROR(\"Oui, à la ligne \" & MATCH(tableFévrier[[#This Row],[Fusion]],tableOctobre[Fusion],0)+1,\"Non trouvé\")","v":"Non trouvé"},null,3660,null,3660]
["MGPCFROIDE","Chambres froides du magasin plasma","U_DOC000001","Mise à jour documentaire","MPS","AR","U406","30U",null,"3000-01-01",0,1,0,null,null,"BIOMED_ULIS",{"$error":"#NAME?"},{"$f":"IFERROR(\"Oui, à la ligne \" & MATCH(tableFévrier[[#This Row],[Fusion]],tableOctobre[Fusion],0)+1,\"Non trouvé\")","v":"Non trouvé"},null,3677,null,3677]
["UDP5CMA01","Phmètre Meterlab","U_DOC000001","Mise à jour documentaire","MPS","AR","U864PDP","30U",null,"3000-01-01",0,1,0,null,null,"BIOTECH_ULIS",{"$error":"#NAME?"},{"$f":"IFERROR(\"Oui, à la ligne \" & MATCH(tableFévrier[[#This Row],[Fusion]],tableOctobre[Fusion],0)+1,\"Non trouvé\")","v":"Non trouvé"},null,3702,null,3702]
["PLAPEL01","Machine à peler les poches plasma","U_DOC000001","Mise à jour documentaire","MPS","AR","U410","30U",null,"3000-01-01",0,1,0,null,null,"BIOMED_ULIS",{"$error":"#NAME?"},{"$f":"IFERROR(\"Oui, à la ligne \" & MATCH(tableFévrier[[#This Row],[Fusion]],tableOctobre[Fusion],0)+1,\"Non trouvé\")","v":"Non trouvé"},null,3710,null,3710]
["RF11RHC03","Motocompresseur secou. circ. n°1/2 -40°C","U_DOC000001","Mise à jour documentaire","MPS","AR","U222RF","30U",null,"3000-01-01",0,1,0,null,null,"BIOMED_ULIS",{"$error":"#NAME?"},{"$f":"IFERROR(\"Oui, à la ligne \" & MATCH(tableFévrier[[#This Row],[Fusion]],tableOctobre[Fusion],0)+1,\"Non trouvé\")","v":"Non trouvé"},null,3727,null,3727]
["RMFPEQUIP","Equiments communs de Recherche MFP","U_DOC000001","Mise à jour documentaire","MPS","AR","U851","30U",null,"3000-01-01",0,1,0,null,null,"BIOTECH_ULIS",{"$error":"#NAME?"},{"$f":"IFERROR(\"Oui, à la ligne \" & MATCH(tableFévrier[[#This Row],[Fusion]],tableOctobre[Fusion],0)+1,\"Non trouvé\")","v":"Non trouvé"},null,3744,null,3744]
["SGEQUIP","Equip. déchets hygiène et environnement","U_DOC000001","Mise à jour documentaire","MPS","AR","U130","30U",null,"3000-01-01",0,1,0,null,null,"BIOMED_ULIS",{"$error":"#NAME?"},{"$f":"IFERROR(\"Oui, à la ligne \" & MATCH(tableFévrier[[#This Row],[Fusion]],tableOctobre[Fusion],0)+1,\"Non trouvé\")","v":"Non trouvé"},null,3761,null,3761]
["EXETALCMT163","Temp. Testostor cap ext. N°40400000033","U_DOC000001","Mise à jour documentaire","MPS","AR","U720","30U",null,"3000-01-01",0,1,0,null,null,"BIOMED_ULIS",{"$f":"_xlfn.TEXTJOIN(\"\",TRUE,A3778:D3778,H3778,N3778)","v":{"$error":"#NAME?"}},{"$f":"IFERROR(\"Oui, à la ligne \" & MATCH(tableFévrier[[#This Row],[Fusion]],tableOctobre[Fusion],0)+1,\"Non trouvé\")","v":"Non trouvé"},null,3778,null,3778]
["UDA2ETUV01","Etuve n°1 (Incubateur)","U_DOC000001","Mise à jour documentaire","MPS","AR","U855","30U",null,"3000-01-01",0,1,0,null,null,"BIOTECH_ULIS",{"$error":"#NAME?"},{"$f":"IFERROR(\"Oui, à la ligne \" & MATCH(tableFévrier[[#This Row],[Fusion]],tableOctobre[Fusion],0)+1,\"Non trouvé\")","v":"Non trouvé"},null,3795,null,3795]
["UDP1UR03","Centrale de mesures n°2","U_DOC000001","Mise à jour documentaire","MPS","AR","U851","30U",null,"3000-01-01",0,1,0,null,null,"BIOTECH_ULIS",{"$error":"#NAME?"},{"$f":"IFERROR(\"Oui, à la ligne \" & MATCH(tableFévrier[[#This Row],[Fusion]],tableOctobre[Fusion],0)+1,\"Non trouvé\")","v":"Non trouvé"},null,3812,null,3812]
["UDP3EH02","Réchauffeur électrique","U_DOC000001","Mise à jour documentaire","MPS","AR","U851","30U",null,"3000-01-01",0,1,0,null,null,"BIOTECH_ULIS",{"$error":"#NAME?"},{"$f":"IFERROR(\"Oui, à la ligne \" & MATCH(tableFévrier[[#This Row],[Fusion]],tableOctobre[Fusion],0)+1,\"Non trouvé\")","v":"Non trouvé"},null,3829,null,3829]
["EXWFICMQ06","Comptage soutirage 8RC104 WFISBD204","U_SANS   PREVENTIF","Sans   préventif","MC","AR","U236WFI","AR",null,"3000-01-01",0,1,0,null,null,"BIOMED_ULIS",{"$error":"#NAME?"},{"$f":"IFERROR(\"Oui, à la ligne \" & MATCH(tableFévrier[[#This Row],[Fusion]],tableOctobre[Fusion],0)+1,\"Non trouvé\")","v":"Non trouvé"},null,3846,null,3846]
["UPILPP05","Pompe LABTOP 350","U_SANS   PREVENTIF","Sans   préventif","MC","AR","U851","AR",null,"3000-01-01",0,1,0,null,null,"BIOTECH_ULIS",{"$error":"#NAME?"},{"$f":"IFERROR(\"Oui, à la ligne \" & MATCH(tableFévrier[[#This Row],[Fusion]],tableOctobre[Fusion],0)+1,\"Non trouvé\")","v":"Non trouvé"},null,3863,null,3863]
["GW0CMP10","Indic pression calo GW0 de WFISBD108 (IW5.5 SBD108)","U_METR000015","Vérification PERIODIQUE pression","MPS","DEF","U222GW","11U","619 151,00","2025-12-06",3,1,0,104,1,"BIOMED_ULIS",{"$error":"#NAME?"},{"$f":"IFERROR(\"Oui, à la ligne \" & MATCH(tableFévrier[[#This Row],[Fusion]],tableOctobre[Fusion],0)+1,\"Non trouvé\")","v":"Non trouvé"},null,3880,null,3880]
["RF03RHC01","Compresseur frigorifique n°1 - 8° C","U_FROI000024","Maintenance compresseur D2DB3-50X-AWM/D","MPS","DEF","U222RF","10U","100 429,00","3000-01-01",0,1,0,null,null,"BIOMED_ULIS",{"$error":"#NAME?"},{"$f":"IFERROR(\"Oui, à la ligne \" & MATCH(tableFévrier[[#This Row],[Fusion]],tableOctobre[Fusion],0)+1,\"Non trouvé\")","v":"Non trouvé"},null,3897,null,3897]
["RF03RHC02","Compresseur frigorifique n°2 - 8° C","U_FROI000025","Maintenance compresseur D4DF5-100X-AWM/D","MPS","DEF","U222RF","10U","100 431,00","2049-07-24",3,1,0,156,1,"BIOMED_ULIS",{"$error":"#NAME?"},{"$f":"IFERROR(\"Oui, à la ligne \" & MATCH(tableFévrier[[#This Row],[Fusion]],tableOctobre[Fusion],0)+1,\"Non trouvé\")","v":"Non trouvé"},null,3898,null,3898]
["SGGER01","Gerbeur électrique déchets","U_CONT000032","Visite réglementaire","MPS","DEF","U130","15U","600 583,00","2024-04-17",3,1,0,26,1,"BIOMED_ULIS",{"$error":"#NAME?"},{"$f":"IFERROR(\"Oui, à la ligne \" & MATCH(tableFévrier[[#This Row],[Fusion]],tableOctobre[Fusion],0)+1,\"Non trouvé\")","v":"Non trouvé"},null,3915,null,3915]
["NEP09CMW01","Pesage cuve NEP09R01","U_METR000013","Vérification PERIODIQUE mesure pesage","MPS","DEF","U236NEP","11U","604 308,00","2024-07-29",3,1,0,365,0,"BIOMED_ULIS",{"$error":"#NAME?"},{"$f":"IFERROR(\"Oui, à la ligne \" & MATCH(tableFévrier[[#This Row],[Fusion]],tableOctobre[Fusion],0)+1,\"Non trouvé\")","v":"Non trouvé"},null,3932]
["EXMCBCMT12","Indication température MCBETUV01","U_SANS   PREVENTIF","Sans   préventif","MC","AR","U640MCB","AR",null,"3000-01-01",0,1,0,null,null,"BIOMED_ULIS",{"$error":"#NAME?"},{"$f":"IFERROR(\"Oui, à la ligne \" & MATCH(tableFévrier[[#This Row],[Fusion]],tableOctobre[Fusion],0)+1,\"Non trouvé\")","v":"Non trouvé"},null,3949,null,3949]
["EXTECHCMT11","Collecteur T°C EBRO n°10038573","U_SANS   PREVENTIF","Sans   préventif","MC","AR","U720","AR",null,"3000-01-01",0,1,0,null,null,"BIOMED_ULIS",{"$error":"#NAME?"},{"$f":"IFERROR(\"Oui, à la ligne \" & MATCH(tableFévrier[[#This Row],[Fusion]],tableOctobre[Fusion],0)+1,\"Non trouvé\")","v":"Non trouvé"},null,3964,null,3964]
["MFPRCMT17","Enreg température étagères MFPRLYO06","U_METR000012","Vérification PERIODIQUE température","MPS","DEF","U868","11U","149 303,00","3000-01-01",0,1,0,null,null,"BIOTECH_ULIS",{"$error":"#NAME?"},{"$f":"IFERROR(\"Oui, à la ligne \" & MATCH(tableFévrier[[#This Row],[Fusion]],tableOctobre[Fusion],0)+1,\"Non trouvé\")","v":"Non trouvé"},null,3982,null,3982]
["RF12","Production n°2 fluide frigorigène -40°C","U_CURA027135","Nettoyage","MPS","AR","U222RF","10U","43 865,00","3000-01-01",0,1,0,null,null,"BIOMED_ULIS",{"$error":"#NAME?"},{"$f":"IFERROR(\"Oui, à la ligne \" & MATCH(tableFévrier[[#This Row],[Fusion]],tableOctobre[Fusion],0)+1,\"Non trouvé\")","v":"Non trouvé"},null,3999,null,3999]
["WFICMF10","Affichage débit s/ boucle SBD103","U_METROLOGIE    11","Vérification CURATIVE de débit","MC","METR","U236WFI","11U","526 254,00","3000-01-01",0,1,0,null,null,"BIOMED_ULIS",{"$error":"#NAME?"},{"$f":"IFERROR(\"Oui, à la ligne \" & MATCH(tableFévrier[[#This Row],[Fusion]],tableOctobre[Fusion],0)+1,\"Non trouvé\")","v":"Non trouvé"},null,4016,null,4016]
["BAT19","Poste de dépotage réactifs acides soude","U_CURA031068","Descriptif","MC","AR","U235BATU","AR",null,"3000-01-01",0,1,0,null,null,"BIOMED_ULIS",{"$error":"#NAME?"},{"$f":"IFERROR(\"Oui, à la ligne \" & MATCH(tableFévrier[[#This Row],[Fusion]],tableOctobre[Fusion],0)+1,\"Non trouvé\")","v":"Non trouvé"},null,4033,null,4033]
["NEP07CMT02","Régulation temp. départ NEP07ST07","U_METR000012","Vérification PERIODIQUE température","MPS","DEF","U236NEP","11U","604 120,00","2024-07-08",3,1,0,52,1,"BIOMED_ULIS",{"$error":"#NAME?"},{"$f":"IFERROR(\"Oui, à la ligne \" & MATCH(tableFévrier[[#This Row],[Fusion]],tableOctobre[Fusion],0)+1,\"Non trouvé\")","v":"Non trouvé"},null,4050,null,4050]
["GW208","Circuit de refroidissement GAMR08","U_MECA000130","Vérification circuit de refroidissement","MPS","DEF","U222GW","11U","619 173,00","2024-06-10",3,1,0,26,1,"BIOMED_ULIS",{"$error":"#NAME?"},{"$f":"IFERROR(\"Oui, à la ligne \" & MATCH(tableFévrier[[#This Row],[Fusion]],tableOctobre[Fusion],0)+1,\"Non trouvé\")","v":"Non trouvé"},null,4067,null,4067]
["UDA1CME03","Indication de tension de UDA1GHT03","U_AVEC","Gammes à associer","MPS","AR","U855","AR",null,"2020-12-31",0,1,0,null,null,"BIOTECH_ULIS",{"$error":"#NAME?"},{"$f":"IFERROR(\"Oui, à la ligne \" & MATCH(tableFévrier[[#This Row],[Fusion]],tableOctobre[Fusion],0)+1,\"Non trouvé\")","v":"Non trouvé"},null,4084,null,4084]
["EXETALCMP05","Enregistrement pression voie 13/TECHUR08","U_METROLOGIE    15","Vérification CURATIVE pression","MC","DEF","U720","50U",null,"2049-12-31",0,1,0,null,null,"BIOMED_ULIS",{"$error":"#NAME?"},{"$f":"IFERROR(\"Oui, à la ligne \" & MATCH(tableFévrier[[#This Row],[Fusion]],tableOctobre[Fusion],0)+1,\"Non trouvé\")","v":"Non trouvé"},null,4101,null,4101]
["EXUDP1CMT26","Indication temp partie cong UDP1REF05","U_SANS   PREVENTIF","Sans   préventif","MC","AR","U851","AR",null,"3000-01-01",0,1,0,null,null,"BIOTECH_ULIS",{"$error":"#NAME?"},{"$f":"IFERROR(\"Oui, à la ligne \" & MATCH(tableFévrier[[#This Row],[Fusion]],tableOctobre[Fusion],0)+1,\"Non trouvé\")","v":"Non trouvé"},null,4118,null,4118]
["AC10CT10","Caisson trait. air couloir et communs prod","U_DOC000001","Mise à jour documentaire","AME","AR","U222AC","30U","45 334,00","3000-01-01",0,1,0,null,null,"BIOMED_ULIS",{"$error":"#NAME?"},{"$f":"IFERROR(\"Oui, à la ligne \" & MATCH(tableFévrier[[#This Row],[Fusion]],tableOctobre[Fusion],0)+1,\"Non trouvé\")","v":"Non trouvé"},null,4135,null,4135]
["UDA1CMDO02","Enreg densité optique de UDA1UR02","U_AVEC","Gammes à associer","MPS","AR","U855","AR",null,"3000-01-01",0,1,0,null,null,"BIOTECH_ULIS",{"$error":"#NAME?"},{"$f":"IFERROR(\"Oui, à la ligne \" & MATCH(tableFévrier[[#This Row],[Fusion]],tableOctobre[Fusion],0)+1,\"Non trouvé\")","v":"Non trouvé"},null,4152,null,4152]
["EXUDP2FL11","Hotte flux laminaire vertical pièce 1281","U_SANS   PREVENTIF","Sans   préventif","MC","AR","U851","AR",null,"3000-01-01",0,1,0,null,null,"BIOTECH_ULIS",{"$error":"#NAME?"},{"$f":"IFERROR(\"Oui, à la ligne \" & MATCH(tableFévrier[[#This Row],[Fusion]],tableOctobre[Fusion],0)+1,\"Non trouvé\")","v":"Non trouvé"},null,4153,null,4153]
["EXMCBCPT07","Compteur de particules Climet CI450","U_METR000026","Vérification PERIODIQUE labo extérieur","MPS","DEF","U640MCB","21U","584 095,00","3000-01-01",0,1,0,null,null,"BIOMED_ULIS",{"$error":"#NAME?"},{"$f":"IFERROR(\"Oui, à la ligne \" & MATCH(tableFévrier[[#This Row],[Fusion]],tableOctobre[Fusion],0)+1,\"Non trouvé\")","v":"Non trouvé"},null,4170,null,4170]
["EXMCBCPT05","Compteur de particules Tacussel n°893443","U_SANS   PREVENTIF","Sans   préventif","MC","AR","U640MCB","AR",null,"3000-01-01",0,1,0,null,null,"BIOMED_ULIS",{"$error":"#NAME?"},{"$f":"IFERROR(\"Oui, à la ligne \" & MATCH(tableFévrier[[#This Row],[Fusion]],tableOctobre[Fusion],0)+1,\"Non trouvé\")","v":"Non trouvé"},null,4187,null,4187]
["BAT08PLC04","Asservissement portes sas déchets","U_SANS   PREVENTIF","Sans   préventif","MC","DEF","U200BATP","AR",null,"2049-12-31",0,1,0,null,null,"BIOMED_ULIS",{"$error":"#NAME?"},{"$f":"IFERROR(\"Oui, à la ligne \" & MATCH(tableFévrier[[#This Row],[Fusion]],tableOctobre[Fusion],0)+1,\"Non trouvé\")","v":"Non trouvé"},null,4204,null,4204]
["INDUSDEV3","Poste de développement 3","U_SANS   PREVENTIF","Sans   préventif","MC","DEF","U236DIV","30U",null,"2049-12-31",0,1,0,null,null,"BIOMED_ULIS",{"$error":"#NAME?"},{"$f":"IFERROR(\"Oui, à la ligne \" & MATCH(tableFévrier[[#This Row],[Fusion]],tableOctobre[Fusion],0)+1,\"Non trouvé\")","v":"Non trouvé"},null,4221,null,4221]
["PE10CMP106","Alarme pres refoul PE10CP102/202","U_METR000015","Vérification PERIODIQUE pression","MPS","DEF","U236PE","11U","619 176,00","2024-12-09",3,1,0,52,1,"BIOMED_ULIS",{"$error":"#NAME?"},{"$f":"IFERROR(\"Oui, à la ligne \" & MATCH(tableFévrier[[#This Row],[Fusion]],tableOctobre[Fusion],0)+1,\"Non trouvé\")","v":"Non trouvé"},null,4238,null,4238]
["EXMCBCOLG20","Collecteur de germes n°79317","U_METR000026","Vérification PERIODIQUE labo extérieur","MPS","DEF","U640MCB","21U","589 209,00","2049-04-08",0,1,0,null,null,"BIOMED_ULIS",{"$error":"#NAME?"},{"$f":"IFERROR(\"Oui, à la ligne \" & MATCH(tableFévrier[[#This Row],[Fusion]],tableOctobre[Fusion],0)+1,\"Non trouvé\")","v":"Non trouvé"},null,4258,null,4258]
["PE10ARM01","Armoire automatisme éthanol surnageant","U_SANS   PREVENTIF","Sans   préventif","MC","DEF","U236PE","AR",null,"2049-12-31",0,1,0,null,null,"BIOMED_ULIS",{"$error":"#NAME?"},{"$f":"IFERROR(\"Oui, à la ligne \" & MATCH(tableFévrier[[#This Row],[Fusion]],tableOctobre[Fusion],0)+1,\"Non trouvé\")","v":"Non trouvé"},null,4271,null,4271]
["PE10HV106","Van. manu. équili. pres. refroid. cuve 1","U_SANS   PREVENTIF","Sans   préventif","MC","DEF","U236PE","AR",null,"2049-12-31",0,1,0,null,null,"BIOMED_ULIS",{"$error":"#NAME?"},{"$f":"IFERROR(\"Oui, à la ligne \" & MATCH(tableFévrier[[#This Row],[Fusion]],tableOctobre[Fusion],0)+1,\"Non trouvé\")","v":"Non trouvé"},null,4288,null,4288]
["PE10","Stockage et distribution éthanol","U_PROC000047","Inspec flexibles empotage dépotage éthan","MPS","DEF","U236PE","11U","619 175,00","2024-12-09",3,1,0,52,1,"BIOMED_ULIS",{"$error":"#NAME?"},{"$f":"IFERROR(\"Oui, à la ligne \" & MATCH(tableFévrier[[#This Row],[Fusion]],tableOctobre[Fusion],0)+1,\"Non trouvé\")","v":"Non trouvé"},null,4305,null,4305]
["UDA2CMW01","Masse autocontrôle 10g ZI 288","U_METR000032","Vérif. périodique masse autocontrôle","MPS","DEF","U855","70U","633 688,00","2025-02-10",3,61,0,52,1,"BIOTECH_ULIS",{"$error":"#NAME?"},{"$f":"IFERROR(\"Oui, à la ligne \" & MATCH(tableFévrier[[#This Row],[Fusion]],tableOctobre[Fusion],0)+1,\"Non trouvé\")","v":"Non trouvé"},null,4322,null,4322]
["BAT02","Bâtiment 2","U_CURA033827","PROBLEME DE BRANCHEMENT DU FAX +TELEPHON","MC","AR","S244","AR",null,"3000-01-01",0,1,0,null,null,"BIOMED_ULIS",{"$error":"#NAME?"},{"$f":"IFERROR(\"Oui, à la ligne \" & MATCH(tableFévrier[[#This Row],[Fusion]],tableOctobre[Fusion],0)+1,\"Non trouvé\")","v":"Non trouvé"},null,4339,null,4339]
["EXUDP1PP008","Pompe pneumatique à membrane","U_SANS   PREVENTIF","Sans   préventif","MC","AR","U851","AR",null,"2049-12-28",0,1,0,null,null,"BIOTECH_ULIS",{"$error":"#NAME?"},{"$f":"IFERROR(\"Oui, à la ligne \" & MATCH(tableFévrier[[#This Row],[Fusion]],tableOctobre[Fusion],0)+1,\"Non trouvé\")","v":"Non trouvé"},null,4356,null,4356]
["UDP1CMW08","Masse autocontrôle de 1Kg ZN491","U_METROLOGIE    32","Vérif. CURATIVE masse autocontrôle","MC","DEF","U851","11U","49 710,00","3000-01-01",0,1,0,null,null,"BIOTECH_ULIS",{"$error":"#NAME?"},{"$f":"IFERROR(\"Oui, à la ligne \" & MATCH(tableFévrier[[#This Row],[Fusion]],tableOctobre[Fusion],0)+1,\"Non trouvé\")","v":"Non trouvé"},null,4373,null,4373]
["EXALBCML02","Affichage niveau cuve ALBR72","U_SANS   PREVENTIF","Sans   préventif","MC","AR","U440","AR",null,"3000-01-01",0,1,0,null,null,"BIOMED_ULIS",{"$error":"#NAME?"},{"$f":"IFERROR(\"Oui, à la ligne \" & MATCH(tableFévrier[[#This Row],[Fusion]],tableOctobre[Fusion],0)+1,\"Non trouvé\")","v":"Non trouvé"},null,4390,null,4390]
["GAMCMT52","Affichage temp. sortie carters","U_METR000012","Vérification PERIODIQUE température","MPS","DEF","U441","11U","618 229,00","2024-11-14",3,1,0,52,1,"BIOMED_ULIS",{"$error":"#NAME?"},{"$f":"IFERROR(\"Oui, à la ligne \" & MATCH(tableFévrier[[#This Row],[Fusion]],tableOctobre[Fusion],0)+1,\"Non trouvé\")","v":"Non trouvé"},null,4407,null,4407]
["GAMCMT52","Affichage temp. sortie carters","U_METROLOGIE    12","Vérification CURATIVE température","MC","DEF","U441","11U","562 921,00","3000-01-01",0,1,0,null,null,"BIOMED_ULIS",{"$error":"#NAME?"},{"$f":"IFERROR(\"Oui, à la ligne \" & MATCH(tableFévrier[[#This Row],[Fusion]],tableOctobre[Fusion],0)+1,\"Non trouvé\")","v":"Non trouvé"},null,4408,null,4408]
["EXANIIMP11","Imprimante Ph mètre Knick 913","U_SANS   PREVENTIF","Sans   préventif","MC","AR","U881USNC","AR",null,"3000-01-01",0,1,0,null,null,"BIOTECH_ULIS",{"$error":"#NAME?"},{"$f":"IFERROR(\"Oui, à la ligne \" & MATCH(tableFévrier[[#This Row],[Fusion]],tableOctobre[Fusion],0)+1,\"Non trouvé\")","v":"Non trouvé"},null,4425,null,4425]
["PWCMT301","Affichage température PW sortie bâche","U_METROLOGIE    12","Vérification CURATIVE température","MC","DEF","U236WFI","11U","52 120,00","3000-01-01",0,1,0,null,null,"BIOMED_ULIS",{"$error":"#NAME?"},{"$f":"IFERROR(\"Oui, à la ligne \" & MATCH(tableFévrier[[#This Row],[Fusion]],tableOctobre[Fusion],0)+1,\"Non trouvé\")","v":"Non trouvé"},null,4442,null,4442]
["WFICMT314","Affi. temp. vap pure entrée colonne n°5","U_METR000012","Vérification PERIODIQUE température","MPS","DEF","U236WFI","11U","604 182,00","2024-07-11",3,1,0,52,1,"BIOMED_ULIS",{"$error":"#NAME?"},{"$f":"IFERROR(\"Oui, à la ligne \" & MATCH(tableFévrier[[#This Row],[Fusion]],tableOctobre[Fusion],0)+1,\"Non trouvé\")","v":"Non trouvé"},null,4459,null,4459]
["EXPACMW08","Masse autocontrôle de 10g n°ZG 439","U_METROLOGIE    32","Vérif. CURATIVE masse autocontrôle","MC","DEF","U880","11U","91 141,00","3000-01-01",0,1,0,null,null,"BIOTECH_ULIS",{"$error":"#NAME?"},{"$f":"IFERROR(\"Oui, à la ligne \" & MATCH(tableFévrier[[#This Row],[Fusion]],tableOctobre[Fusion],0)+1,\"Non trouvé\")","v":"Non trouvé"},null,4476,null,4476]
["PLACMW05","Masse autocontrôle 500g ZJ5","U_METR000032","Vérif. périodique masse autocontrôle","MPS","DEF","U410","11U","627 801,00","2025-02-10",3,1,0,52,1,"BIOMED_ULIS",{"$error":"#NAME?"},{"$f":"IFERROR(\"Oui, à la ligne \" & MATCH(tableFévrier[[#This Row],[Fusion]],tableOctobre[Fusion],0)+1,\"Non trouvé\")","v":"Non trouvé"},null,4493,null,4493]
["EXLSBCMW19","Masse autocontrôle de 1Kg  ZO539","U_METR000032","Vérif. périodique masse autocontrôle","MPS","DEF","U803","11U","62 600,00","3000-01-01",0,1,0,null,null,"BIOTECH_ULIS",{"$error":"#NAME?"},{"$f":"IFERROR(\"Oui, à la ligne \" & MATCH(tableFévrier[[#This Row],[Fusion]],tableOctobre[Fusion],0)+1,\"Non trouvé\")","v":"Non trouvé"},null,4510,null,4510]
["EXANICMW01","Masse autocontrôle de 1kg n°TQXVI-ZF","U_SANS   PREVENTIF","Sans   préventif","MC","AR","U881USNC","AR",null,"3000-01-01",0,1,0,null,null,"BIOTECH_ULIS",{"$error":"#NAME?"},{"$f":"IFERROR(\"Oui, à la ligne \" & MATCH(tableFévrier[[#This Row],[Fusion]],tableOctobre[Fusion],0)+1,\"Non trouvé\")","v":"Non trouvé"},null,4527,null,4527]
["MFPRCMT07","Temp produit MFPRLYO06 capteur n°1","U_METR000012","Vérification PERIODIQUE température","MPS","DEF","U868","11U","627 661,00","2025-02-04",3,1,0,365,0,"BIOTECH_ULIS",{"$error":"#NAME?"},{"$f":"IFERROR(\"Oui, à la ligne \" & MATCH(tableFévrier[[#This Row],[Fusion]],tableOctobre[Fusion],0)+1,\"Non trouvé\")","v":"Non trouvé"},null,4537,null,4537]
["MFPRCMT33","Enreg. T° chambre Produit 8 MFPRLYO01","U_METROLOGIE    12","Vérification CURATIVE température","MC","DEF","U868","11U","53 462,00","3000-01-01",0,1,0,null,null,"BIOTECH_ULIS",{"$error":"#NAME?"},{"$f":"IFERROR(\"Oui, à la ligne \" & MATCH(tableFévrier[[#This Row],[Fusion]],tableOctobre[Fusion],0)+1,\"Non trouvé\")","v":"Non trouvé"},null,4560,null,4560]
["UDP2BT03","Bain Cryo-thermostat HUBER n°69844","U_SANS   PREVENTIF","Sans   préventif","MC","AR","U851","AR",null,"3000-01-01",0,1,0,null,null,"BIOTECH_ULIS",{"$error":"#NAME?"},{"$f":"IFERROR(\"Oui, à la ligne \" & MATCH(tableFévrier[[#This Row],[Fusion]],tableOctobre[Fusion],0)+1,\"Non trouvé\")","v":"Non trouvé"},null,4577,null,4577]
["SHW1BD03","Boucle flui. ther. variable","U_BATI000014","Vérification circuit de chauffage","MPS","DEF","U222SHW","13U","610 532,00","2024-10-10",3,1,0,52,1,"BIOMED_ULIS",{"$error":"#NAME?"},{"$f":"IFERROR(\"Oui, à la ligne \" & MATCH(tableFévrier[[#This Row],[Fusion]],tableOctobre[Fusion],0)+1,\"Non trouvé\")","v":"Non trouvé"},null,4594,null,4594]
["PEHNV007","Vanne de réglage débit boucle éthanol","U_SANS   PREVENTIF","Sans   préventif","MC","DEF","U236PE","11U",null,"2049-12-31",0,1,0,null,null,"BIOMED_ULIS",{"$error":"#NAME?"},{"$f":"IFERROR(\"Oui, à la ligne \" & MATCH(tableFévrier[[#This Row],[Fusion]],tableOctobre[Fusion],0)+1,\"Non trouvé\")","v":"Non trouvé"},null,4611,null,4611]
["RIMPLC02","Automate microplaques","U_LABO000002","A contrôler par prestataire externe","MPS","DEF","U624UAP","22U","610 803,00","2024-06-10",3,1,0,26,1,"BIOMED_ULIS",{"$error":"#NAME?"},{"$f":"IFERROR(\"Oui, à la ligne \" & MATCH(tableFévrier[[#This Row],[Fusion]],tableOctobre[Fusion],0)+1,\"Non trouvé\")","v":"Non trouvé"},null,4628]
["DPLACMT37","Collecteur mesures DataWatch n°0726-158","U_METROLOGIE    12","Vérification CURATIVE température","MC","DEF","U670","40U","55 943,00","3000-01-01",0,1,0,null,null,"BIOMED_ULIS",{"$error":"#NAME?"},{"$f":"IFERROR(\"Oui, à la ligne \" & MATCH(tableFévrier[[#This Row],[Fusion]],tableOctobre[Fusion],0)+1,\"Non trouvé\")","v":"Non trouvé"},null,4645,null,4645]
["ALBCMW270","Indic poids transpal peseur ALBTRP03","U_METROLOGIE    04","Vérif. CURATIVE balance 301/1500 Kg","MC","DEF","U440","11U","56 256,00","3000-01-01",0,1,0,null,null,"BIOMED_ULIS",{"$error":"#NAME?"},{"$f":"IFERROR(\"Oui, à la ligne \" & MATCH(tableFévrier[[#This Row],[Fusion]],tableOctobre[Fusion],0)+1,\"Non trouvé\")","v":"Non trouvé"},null,4662,null,4662]
["GAMR02","Cuve n°2 remise en solution pâtes gamma","U_CURATIF","Urgent","MC","AR","U441","AR","56 303,00","3000-01-01",0,1,0,null,null,"BIOMED_ULIS",{"$error":"#NAME?"},{"$f":"IFERROR(\"Oui, à la ligne \" & MATCH(tableFévrier[[#This Row],[Fusion]],tableOctobre[Fusion],0)+1,\"Non trouvé\")","v":"Non trouvé"},null,4663,null,4663]
["EXRIMCMT28","Température partie réf. RIMREF02","U_SANS   PREVENTIF","Sans   préventif","MC","AR","U624UAP","AR",null,"3000-01-01",0,1,0,null,null,"BIOMED_ULIS",{"$error":"#NAME?"},{"$f":"IFERROR(\"Oui, à la ligne \" & MATCH(tableFévrier[[#This Row],[Fusion]],tableOctobre[Fusion],0)+1,\"Non trouvé\")","v":"Non trouvé"},null,4680,null,4680]
["GAMCMP17","Affichage pression cuve GAMR018","U_METR000015","Vérification PERIODIQUE pression","MPS","DEF","U441","11U","589 493,00","2024-03-12",3,1,0,52,1,"BIOMED_ULIS",{"$error":"#NAME?"},{"$f":"IFERROR(\"Oui, à la ligne \" & MATCH(tableFévrier[[#This Row],[Fusion]],tableOctobre[Fusion],0)+1,\"Non trouvé\")","v":"Non trouvé"},null,4697,null,4697]
["GW71CMT01","Rég. sécurité + affichage calo. ALBR001","U_METROLOGIE    12","Vérification CURATIVE température","MC","DEF","U222GW","11U","57 560,00","3000-01-01",0,1,0,null,null,"BIOMED_ULIS",{"$error":"#NAME?"},{"$f":"IFERROR(\"Oui, à la ligne \" & MATCH(tableFévrier[[#This Row],[Fusion]],tableOctobre[Fusion],0)+1,\"Non trouvé\")","v":"Non trouvé"},null,4714,null,4714]
["ACCL44","Climatisation pièces 1144","U_CLIM000207","Maintenance climatiseur","MPS","DEF","U222AC","10U","599 937,00","2024-06-03",3,1,0,52,1,"BIOMED_ULIS",{"$error":"#NAME?"},{"$f":"IFERROR(\"Oui, à la ligne \" & MATCH(tableFévrier[[#This Row],[Fusion]],tableOctobre[Fusion],0)+1,\"Non trouvé\")","v":"Non trouvé"},null,4731,null,4731]
["ALBTA","Tableau de pontage sortie réacteurs alb","U_PROC000052","Remplacement des joints du tableau de pontage","MPS","DEF","U440","11U","603 752,00","2024-07-18",3,1,0,365,0,"BIOMED_ULIS",{"$error":"#NAME?"},{"$f":"IFERROR(\"Oui, à la ligne \" & MATCH(tableFévrier[[#This Row],[Fusion]],tableOctobre[Fusion],0)+1,\"Non trouvé\")","v":"Non trouvé"},null,4748,null,4748]
["PLATH","Tableau de pontage sortie plasma","U_PROC000052","Remplacement des joints du tableau de pontage","MPS","DEF","U410","11U","604 167,00","2024-07-11",3,1,0,52,1,"BIOMED_ULIS",{"$error":"#NAME?"},{"$f":"IFERROR(\"Oui, à la ligne \" & MATCH(tableFévrier[[#This Row],[Fusion]],tableOctobre[Fusion],0)+1,\"Non trouvé\")","v":"Non trouvé"},null,4765,null,4765]
["CBCMT41","Thermomètre AOIP PN6515A n°3","U_METROLOGIE    12","Vérification CURATIVE température","MC","DEF","U855","70U",null,"3000-01-01",0,1,0,null,null,"BIOTECH_ULIS",{"$error":"#NAME?"},{"$f":"IFERROR(\"Oui, à la ligne \" & MATCH(tableFévrier[[#This Row],[Fusion]],tableOctobre[Fusion],0)+1,\"Non trouvé\")","v":"Non trouvé"},null,4782,null,4782]
["EXNEP07PLC01","Automate gestion station NEP07","U_PROC000053","Remplacement pile automate TSX","MPS","DEF","U236NEP","11U","479 678,00","2023-08-13",3,1,0,156,1,"BIOMED_ULIS",{"$error":"#NAME?"},{"$f":"IFERROR(\"Oui, à la ligne \" & MATCH(tableFévrier[[#This Row],[Fusion]],tableOctobre[Fusion],0)+1,\"Non trouvé\")","v":"Non trouvé"},null,4799,null,4799]
["WFICMF25","Affichage debit depart refroidissement GAMFP01","U_METROLOGIE    11","Vérification CURATIVE de débit","MC","DEF","U236WFI","11U","562 930,00","3000-01-01",0,1,0,null,null,"BIOMED_ULIS",{"$error":"#NAME?"},{"$f":"IFERROR(\"Oui, à la ligne \" & MATCH(tableFévrier[[#This Row],[Fusion]],tableOctobre[Fusion],0)+1,\"Non trouvé\")","v":"Non trouvé"},null,4815,null,4815]
["GAMR42","Réacteur 15m3 n°42","U_MECA000020","Maintenance annuelle réacteur cuverie","MPS","DEF","U441","11U","601 698,00","2024-06-20",3,1,0,365,0,"BIOMED_ULIS",{"$error":"#NAME?"},{"$f":"IFERROR(\"Oui, à la ligne \" & MATCH(tableFévrier[[#This Row],[Fusion]],tableOctobre[Fusion],0)+1,\"Non trouvé\")","v":"Non trouvé"},null,4832,null,4832]
["WFICMT53","Régulation temperature sortie WFIHEX63 eau ppi","U_METROLOGIE    12","Vérification CURATIVE température","MC","DEF","U236WFI","11U","59 846,00","3000-01-01",0,1,0,null,null,"BIOMED_ULIS",{"$error":"#NAME?"},{"$f":"IFERROR(\"Oui, à la ligne \" & MATCH(tableFévrier[[#This Row],[Fusion]],tableOctobre[Fusion],0)+1,\"Non trouvé\")","v":"Non trouvé"},null,4849,null,4849]
["NEP10CMF01","Mesure debit depart NEP10ST10","U_METROLOGIE    11","Vérification CURATIVE de débit","MC","DEF","U236NEP","11U","526 428,00","3000-01-01",0,1,0,null,null,"BIOMED_ULIS",{"$f":"_xlfn.TEXTJOIN(\"\",TRUE,A4866:D4866,H4866,N4866)","v":{"$error":"#NAME?"}},{"$f":"IFERROR(\"Oui, à la ligne \" & MATCH(tableFévrier[[#This Row],[Fusion]],tableOctobre[Fusion],0)+1,\"Non trouvé\")","v":"Non trouvé"},null,4866,null,4866]
["DPLACMT66","Collecteur mesures DataWatch n°0822-139","U_METROLOGIE    12","Vérification CURATIVE température","MC","DEF","U670","40U","59 994,00","3000-01-01",0,1,0,null,null,"BIOMED_ULIS",{"$error":"#NAME?"},{"$f":"IFERROR(\"Oui, à la ligne \" & MATCH(tableFévrier[[#This Row],[Fusion]],tableOctobre[Fusion],0)+1,\"Non trouvé\")","v":"Non trouvé"},null,4883,null,4883]
["WFICMT54","Enreg. Température retour S/Bcle WFISBD208","U_METR000012","Vérification PERIODIQUE température","MPS","DEF","U236WFI","11U","604 114,00","2024-07-05",3,1,0,52,1,"BIOMED_ULIS",{"$error":"#NAME?"},{"$f":"IFERROR(\"Oui, à la ligne \" & MATCH(tableFévrier[[#This Row],[Fusion]],tableOctobre[Fusion],0)+1,\"Non trouvé\")","v":"Non trouvé"},null,4900,null,4900]
["MFPRCMP06","Enreg. Pression piège MFPRLYO01","U_METR000015","Vérification PERIODIQUE pression","MPS","DEF","U868","70U","571 328,00","2023-11-30",3,1,0,365,0,"BIOTECH_ULIS",{"$error":"#NAME?"},{"$f":"IFERROR(\"Oui, à la ligne \" & MATCH(tableFévrier[[#This Row],[Fusion]],tableOctobre[Fusion],0)+1,\"Non trouvé\")","v":"Non trouvé"},null,4917,null,4917]
["MFPRCMP05","Enreg. Vide cuve (chambre) MFPRLYO01","U_METR000015","Vérification PERIODIQUE pression","MPS","DEF","U868","70U","531 868,00","2022-11-30",3,1,0,365,0,"BIOTECH_ULIS",{"$error":"#NAME?"},{"$f":"IFERROR(\"Oui, à la ligne \" & MATCH(tableFévrier[[#This Row],[Fusion]],tableOctobre[Fusion],0)+1,\"Non trouvé\")","v":"Non trouvé"},null,4918,null,4918]
["RF40ACC01","Condenseur circuit RF40 GW3/4","U_FROI000027","Nettoyage des aéro-condenseurs","MPS","AR","U222RF","10U","596 058,00","2024-06-16",3,1,0,365,0,"BIOMED_ULIS",{"$error":"#NAME?"},{"$f":"IFERROR(\"Oui, à la ligne \" & MATCH(tableFévrier[[#This Row],[Fusion]],tableOctobre[Fusion],0)+1,\"Non trouvé\")","v":"Non trouvé"},null,4935,null,4935]
["WFICMP20","Affich. pression départ  WFISBD203","U_METROLOGIE    15","Vérification CURATIVE pression","MC","DEF","U236WFI","11U","527 754,00","3000-01-01",0,1,0,null,null,"BIOMED_ULIS",{"$error":"#NAME?"},{"$f":"IFERROR(\"Oui, à la ligne \" & MATCH(tableFévrier[[#This Row],[Fusion]],tableOctobre[Fusion],0)+1,\"Non trouvé\")","v":"Non trouvé"},null,4952,null,4952]
["ALBCMP34","Indication pression cuve ALBR18","U_METROLOGIE    15","Vérification CURATIVE pression","MC","DEF","U440","11U","609 708,00","3000-01-01",0,1,0,null,null,"BIOMED_ULIS",{"$error":"#NAME?"},{"$f":"IFERROR(\"Oui, à la ligne \" & MATCH(tableFévrier[[#This Row],[Fusion]],tableOctobre[Fusion],0)+1,\"Non trouvé\")","v":"Non trouvé"},null,4967,null,4967]
["ALBCMF20","Enregist. débit alim. UF2","U_METROLOGIE    11","Vérification CURATIVE de débit","MC","DEF","U440","11U","609 722,00","3000-01-01",0,1,0,null,null,"BIOMED_ULIS",{"$error":"#NAME?"},{"$f":"IFERROR(\"Oui, à la ligne \" & MATCH(tableFévrier[[#This Row],[Fusion]],tableOctobre[Fusion],0)+1,\"Non trouvé\")","v":"Non trouvé"},null,4984,null,4984]
["UDA1MS03","Spectromètre de masse","U_LABO000005","Maintenance préventive","MPS","DEF","U855","70U","395 082,00","3000-01-01",0,1,0,null,null,"BIOTECH_ULIS",{"$error":"#NAME?"},{"$f":"IFERROR(\"Oui, à la ligne \" & MATCH(tableFévrier[[#This Row],[Fusion]],tableOctobre[Fusion],0)+1,\"Non trouvé\")","v":"Non trouvé"}]
["EXEPL2CMW250","Balance Mettler 8100g/ 1g","U_SANS   PREVENTIF","Sans   préventif","MC","AR","U406","AR",null,"3000-01-01",0,1,0,null,null,"BIOMED_ULIS",{"$error":"#NAME?"},{"$f":"IFERROR(\"Oui, à la ligne \" & MATCH(tableFévrier[[#This Row],[Fusion]],tableOctobre[Fusion],0)+1,\"Non trouvé\")","v":"Non trouvé"},null,5018,null,5018]
["UDP5CMP06","Enreg pression voie 5 de UDP5UR05","U_METROLOGIE    15","Vérification CURATIVE pression","MC","DEF","U851","70U","122 285,00","3000-01-01",0,1,0,null,null,"BIOTECH_ULIS",{"$error":"#NAME?"},{"$f":"IFERROR(\"Oui, à la ligne \" & MATCH(tableFévrier[[#This Row],[Fusion]],tableOctobre[Fusion],0)+1,\"Non trouvé\")","v":"Non trouvé"},null,5035,null,5035]
["AC17F03","Filtration terminale 8P201- 6P6","U_CLIM000138","Remplacement filtre HEPA","MPS","CLIM","U222AC","10U","480 857,00","2026-07-20T15:07:59",2,1,0,"2 190,00",0,"BIOMED_ULIS",{"$error":"#NAME?"},{"$f":"IFERROR(\"Oui, à la ligne \" & MATCH(tableFévrier[[#This Row],[Fusion]],tableOctobre[Fusion],0)+1,\"Non trouvé\")","v":"Non trouvé"},null,5052,null,5052]
["AC17F20","Filtration terminale 8RC201- 6P6","U_CLIM000138","Remplacement filtre HEPA","MPS","CLIM","U222AC","10U","480 874,00","2026-07-16T15:38:00",2,1,0,"2 190,00",0,"BIOMED_ULIS",{"$error":"#NAME?"},{"$f":"IFERROR(\"Oui, à la ligne \" & MATCH(tableFévrier[[#This Row],[Fusion]],tableOctobre[Fusion],0)+1,\"Non trouvé\")","v":"Non trouvé"},null,5069,null,5069]
["AC14F04","Filtration terminale 8RC45 - 9P6","U_CLIM000138","Remplacement filtre HEPA","MPS","CLIM","U222AC","10U","444 721,00","2025-07-23",2,1,0,"2 190,00",0,"BIOMED_ULIS",{"$error":"#NAME?"},{"$f":"IFERROR(\"Oui, à la ligne \" & MATCH(tableFévrier[[#This Row],[Fusion]],tableOctobre[Fusion],0)+1,\"Non trouvé\")","v":"Non trouvé"},null,5087,null,5087]
["UDA1GHT03","Générateur pour électrophorèse N° 01040962","U_LABO000004","Demande de devis pour prestation","MPS","DEF","U855","70U","628 080,00","2025-01-16",3,1,0,52,1,"BIOTECH_ULIS",{"$error":"#NAME?"},{"$f":"IFERROR(\"Oui, à la ligne \" & MATCH(tableFévrier[[#This Row],[Fusion]],tableOctobre[Fusion],0)+1,\"Non trouvé\")","v":"Non trouvé"},null,5093,null,5093]
["UDA1SOR04","Hotte chimique à recirculation","U_LABO000007","Vérification périodique","MPS","DEF","U855","70U","526 993,00","2049-12-26",0,1,0,null,null,"BIOTECH_ULIS",{"$error":"#NAME?"},{"$f":"IFERROR(\"Oui, à la ligne \" & MATCH(tableFévrier[[#This Row],[Fusion]],tableOctobre[Fusion],0)+1,\"Non trouvé\")","v":"Non trouvé"},null,5120,null,5120]
["UDA1SOR10","Hotte chimique à recirculation","U_CLIM000134","Maintenance hotte à filtration","MPS","DEF","U855","70U","590 772,00","2024-03-22",3,1,0,365,0,"BIOTECH_ULIS",{"$error":"#NAME?"},{"$f":"IFERROR(\"Oui, à la ligne \" & MATCH(tableFévrier[[#This Row],[Fusion]],tableOctobre[Fusion],0)+1,\"Non trouvé\")","v":"Non trouvé"},null,5137,null,5137]
["BAT08CMP45","Enregistrement pression en 8RC45","U_METROLOGIE    15","Vérification CURATIVE pression","MC","DEF","U200BATP","10U","77 871,00","3000-01-01",0,1,0,null,null,"BIOMED_ULIS",{"$error":"#NAME?"},{"$f":"IFERROR(\"Oui, à la ligne \" & MATCH(tableFévrier[[#This Row],[Fusion]],tableOctobre[Fusion],0)+1,\"Non trouvé\")","v":"Non trouvé"},null,5154,null,5154]
["ALBR20","Cuve sortie produit n°3 UF2","U_MECA000014","Maintenance annuelle cuve","MPS","DEF","U440","11U","603 837,00","2024-07-28",3,1,0,52,1,"BIOMED_ULIS",{"$error":"#NAME?"},{"$f":"IFERROR(\"Oui, à la ligne \" & MATCH(tableFévrier[[#This Row],[Fusion]],tableOctobre[Fusion],0)+1,\"Non trouvé\")","v":"Non trouvé"},null,5171,null,5171]
["ALBR21","Cuve ajustement UF2","U_MECA000014","Maintenance annuelle cuve","MPS","MAINT","U440","11U","603 838,00","2024-07-28",3,1,0,52,1,"BIOMED_ULIS",{"$error":"#NAME?"},{"$f":"IFERROR(\"Oui, à la ligne \" & MATCH(tableFévrier[[#This Row],[Fusion]],tableOctobre[Fusion],0)+1,\"Non trouvé\")","v":"Non trouvé"},null,5172,null,5172]
["ALBCMP41","Pression sortie filtre press temps IV","U_METR000015","Vérification PERIODIQUE pression","MPS","DEF","U440","11U","601 645,00","2024-06-12",3,1,0,52,1,"BIOMED_ULIS",{"$error":"#NAME?"},{"$f":"IFERROR(\"Oui, à la ligne \" & MATCH(tableFévrier[[#This Row],[Fusion]],tableOctobre[Fusion],0)+1,\"Non trouvé\")","v":"Non trouvé"},null,5189,null,5189]
["UNFGAV01","Armoire ventilée AVP 804 n°1191508","U_CLIM000135","Maintenance armoire ventilée","MPS","AR","U868","70U","590 769,00","2024-03-21",3,1,0,365,0,"BIOTECH_ULIS",{"$error":"#NAME?"},{"$f":"IFERROR(\"Oui, à la ligne \" & MATCH(tableFévrier[[#This Row],[Fusion]],tableOctobre[Fusion],0)+1,\"Non trouvé\")","v":"Non trouvé"},null,5206,null,5206]
["EXPW2CMC05","Mesure conductivité en sortie du Duo n°2","U_METROLOGIE    18","Vérification CURATIVE conductivité circuit","MC","DEF","U222PW","11U","507 555,00","2050-01-01",0,1,0,null,null,"BIOMED_ULIS",{"$error":"#NAME?"},{"$f":"IFERROR(\"Oui, à la ligne \" & MATCH(tableFévrier[[#This Row],[Fusion]],tableOctobre[Fusion],0)+1,\"Non trouvé\")","v":"Non trouvé"},null,5223,null,5223]
["BAT08CMP142","Enregistrement pression en 8RC142","U_METR000015","Vérification PERIODIQUE pression","MPS","DEF","U200BATP","10U","616 852,00","2024-11-13",3,1,0,52,1,"BIOMED_ULIS",{"$error":"#NAME?"},{"$f":"IFERROR(\"Oui, à la ligne \" & MATCH(tableFévrier[[#This Row],[Fusion]],tableOctobre[Fusion],0)+1,\"Non trouvé\")","v":"Non trouvé"},null,5240,null,5240]
["ALBCMW25","Pesage cuve sortie ALBR19","U_METR000013","Vérification PERIODIQUE mesure pesage","MPS","METR","U440","11U","603 830,00","2024-07-28",3,1,0,52,1,"BIOMED_ULIS",{"$error":"#NAME?"},{"$f":"IFERROR(\"Oui, à la ligne \" & MATCH(tableFévrier[[#This Row],[Fusion]],tableOctobre[Fusion],0)+1,\"Non trouvé\")","v":"Non trouvé"},null,5257]
["EXDPLACMT02","Collecteur COX TRACER n°0432-324","U_METR000012","Vérification PERIODIQUE température","MPS","DEF","U670","40U","377 943,00","2018-05-19",3,1,0,52,1,"BIOMED_ULIS",{"$error":"#NAME?"},{"$f":"IFERROR(\"Oui, à la ligne \" & MATCH(tableFévrier[[#This Row],[Fusion]],tableOctobre[Fusion],0)+1,\"Non trouvé\")","v":"Non trouvé"},null,5274,null,5274]
["EXUDA2SOR02","Hotte aspirante pour pesée","U_CLIM000134","Maintenance hotte à filtration","MPS","DEF","U855","70U","512 449,00","2049-12-26",0,1,0,null,null,"BIOTECH_ULIS",{"$error":"#NAME?"},{"$f":"IFERROR(\"Oui, à la ligne \" & MATCH(tableFévrier[[#This Row],[Fusion]],tableOctobre[Fusion],0)+1,\"Non trouvé\")","v":"Non trouvé"},null,5291,null,5291]
["PLAPLC01","Station automate centrifugation plasma","U_PROC000055","Passage à l'heure d'été","MPS","DEF","U410","11U","95 446,00","3000-01-01",0,1,0,null,null,"BIOMED_ULIS",{"$error":"#NAME?"},{"$f":"IFERROR(\"Oui, à la ligne \" & MATCH(tableFévrier[[#This Row],[Fusion]],tableOctobre[Fusion],0)+1,\"Non trouvé\")","v":"Non trouvé"},null,5308,null,5308]
["ACA4VC14","Ventilo-convecteur laboratoire 1225","U_CLIM000207","Maintenance climatiseur","MPS","DEF","U222AC","10U","626 654,00","2024-07-29",3,1,0,26,1,"BIOTECH_ULIS",{"$error":"#NAME?"},{"$f":"IFERROR(\"Oui, à la ligne \" & MATCH(tableFévrier[[#This Row],[Fusion]],tableOctobre[Fusion],0)+1,\"Non trouvé\")","v":"Non trouvé"},null,5325,null,5325]
["EXPW2UF01","Skid d'ultrafiltration d'eau déminéralisée","U_EAUX000020","Decolmatage + Désinfection des UF","MPS","AR","U222PW","11U","521 696,00","2022-07-14",3,1,0,52,1,"BIOMED_ULIS",{"$error":"#NAME?"},{"$f":"IFERROR(\"Oui, à la ligne \" & MATCH(tableFévrier[[#This Row],[Fusion]],tableOctobre[Fusion],0)+1,\"Non trouvé\")","v":"Non trouvé"},null,5342,null,5342]
["EXOPLCMW07","Masse autocontrôle de 500g ZG137","U_SANS   PREVENTIF","Sans   préventif","MC","AR","U601OPL","AR",null,"3000-01-01",0,1,0,null,null,"BIOMED_ULIS",{"$error":"#NAME?"},{"$f":"IFERROR(\"Oui, à la ligne \" & MATCH(tableFévrier[[#This Row],[Fusion]],tableOctobre[Fusion],0)+1,\"Non trouvé\")","v":"Non trouvé"},null,5359,null,5359]
["MGGCMT53","Enreg température MGGCONG08/BAT11ARM03","U_METROLOGIE    12","Vérification CURATIVE température","MC","AR","U168","10U","122 627,00","3000-01-01",0,1,0,null,null,"BIOMED_ULIS",{"$error":"#NAME?"},{"$f":"IFERROR(\"Oui, à la ligne \" & MATCH(tableFévrier[[#This Row],[Fusion]],tableOctobre[Fusion],0)+1,\"Non trouvé\")","v":"Non trouvé"},null,5376,null,5376]
["UNFGCMW06","Masse autocontrôle 10mg/UNFGCMW06","U_METROLOGIE    32","Vérif. CURATIVE masse autocontrôle","MC","DEF","U868","11U","67 230,00","3000-01-01",0,1,0,null,null,"BIOTECH_ULIS",{"$error":"#NAME?"},{"$f":"IFERROR(\"Oui, à la ligne \" & MATCH(tableFévrier[[#This Row],[Fusion]],tableOctobre[Fusion],0)+1,\"Non trouvé\")","v":"Non trouvé"},null,5386,null,5386]
["BAT01CMPSS34","Enregistrement pression en 1SS34","U_METR000015","Vérification PERIODIQUE pression","MPS","DEF","U410","10U","584 897,00","2024-02-25",3,1,0,52,1,"BIOMED_ULIS",{"$error":"#NAME?"},{"$f":"IFERROR(\"Oui, à la ligne \" & MATCH(tableFévrier[[#This Row],[Fusion]],tableOctobre[Fusion],0)+1,\"Non trouvé\")","v":"Non trouvé"},null,5409,null,5409]
["ALBCMP52","Pression vérin filtre press T I+II+III","U_METROLOGIE    15","Vérification CURATIVE pression","MC","DEF","U440","11U","487 740,00","2050-01-01",0,1,0,null,null,"BIOMED_ULIS",{"$error":"#NAME?"},{"$f":"IFERROR(\"Oui, à la ligne \" & MATCH(tableFévrier[[#This Row],[Fusion]],tableOctobre[Fusion],0)+1,\"Non trouvé\")","v":"Non trouvé"},null,5426,null,5426]
["ALBCMP52","Pression vérin filtre press T I+II+III","U_METR000015","Vérification PERIODIQUE pression","MPS","DEF","U440","11U","601 639,00","2024-06-11",3,1,0,52,1,"BIOMED_ULIS",{"$error":"#NAME?"},{"$f":"IFERROR(\"Oui, à la ligne \" & MATCH(tableFévrier[[#This Row],[Fusion]],tableOctobre[Fusion],0)+1,\"Non trouvé\")","v":"Non trouvé"},null,5427,null,5427]
["SDWCMT12","Température sortie caloporteur fondoir n°2","U_METROLOGIE    12","Vérification CURATIVE température","MC","DEF","U410","11U","525 186,00","3000-01-01",0,1,0,null,null,"BIOMED_ULIS",{"$error":"#NAME?"},{"$f":"IFERROR(\"Oui, à la ligne \" & MATCH(tableFévrier[[#This Row],[Fusion]],tableOctobre[Fusion],0)+1,\"Non trouvé\")","v":"Non trouvé"},null,5444,null,5444]
["PLACMT53","Température produit PLACF03","U_METR000012","Vérification PERIODIQUE température","MPS","DEF","U410","11U","604 312,00","2024-07-29",3,1,0,365,0,"BIOMED_ULIS",{"$error":"#NAME?"},{"$f":"IFERROR(\"Oui, à la ligne \" & MATCH(tableFévrier[[#This Row],[Fusion]],tableOctobre[Fusion],0)+1,\"Non trouvé\")","v":"Non trouvé"},null,5461,null,5461]
["EXMCBBT04","Bain Marie FROILABO n° 213505","U_SANS   PREVENTIF","Sans   préventif","MC","AR","U640MCB","AR",null,"3000-01-01",0,1,0,null,null,"BIOMED_ULIS",{"$error":"#NAME?"},{"$f":"IFERROR(\"Oui, à la ligne \" & MATCH(tableFévrier[[#This Row],[Fusion]],tableOctobre[Fusion],0)+1,\"Non trouvé\")","v":"Non trouvé"},null,5478,null,5478]
["WFIBRD02","Disque de rupture entrée ALBTF","U_MECA000146","Remplacement disque de rupture","MC","DEF","U236WFI","11U",null,"2049-12-31",0,1,0,null,null,"BIOMED_ULIS",{"$error":"#NAME?"},{"$f":"IFERROR(\"Oui, à la ligne \" & MATCH(tableFévrier[[#This Row],[Fusion]],tableOctobre[Fusion],0)+1,\"Non trouvé\")","v":"Non trouvé"},null,5495,null,5495]
["ALBFP06","Filtre-presse albumine T I+II+III","U_CURA045088","Défaut serrage verrin.","MC","AR","U440","11U","386 501,00","2050-01-01",0,1,0,null,null,"BIOMED_ULIS",{"$error":"#NAME?"},{"$f":"IFERROR(\"Oui, à la ligne \" & MATCH(tableFévrier[[#This Row],[Fusion]],tableOctobre[Fusion],0)+1,\"Non trouvé\")","v":"Non trouvé"},null,5512,null,5512]
["EXPW2CMF04","Mesure débit rejet UF","U_METR000011","Vérification PERIODIQUE de débit","MPS","DEF","U222PW","11U","559 999,00","2023-07-30",3,1,0,365,0,"BIOMED_ULIS",{"$error":"#NAME?"},{"$f":"IFERROR(\"Oui, à la ligne \" & MATCH(tableFévrier[[#This Row],[Fusion]],tableOctobre[Fusion],0)+1,\"Non trouvé\")","v":"Non trouvé"},null,5529,null,5529]
["OPLCMW15","Masse autocontrôle 1000g n°ZT595","U_METR000032","Vérif. périodique masse autocontrôle","MPS","DEF","U601OPL","20U","580 102,00","2024-02-12",3,1,0,52,1,"BIOMED_ULIS",{"$error":"#NAME?"},{"$f":"IFERROR(\"Oui, à la ligne \" & MATCH(tableFévrier[[#This Row],[Fusion]],tableOctobre[Fusion],0)+1,\"Non trouvé\")","v":"Non trouvé"},null,5546,null,5546]
["WFICMT381","Température vapeur pure entrée colonne n°2 du WFIDIST04","U_METR000012","Vérification PERIODIQUE température","MPS","DEF","U236WFI","11U","604 147,00","2024-07-10",3,1,0,52,1,"BIOMED_ULIS",{"$error":"#NAME?"},{"$f":"IFERROR(\"Oui, à la ligne \" & MATCH(tableFévrier[[#This Row],[Fusion]],tableOctobre[Fusion],0)+1,\"Non trouvé\")","v":"Non trouvé"},null,5563,null,5563]
["WFICMT381","Température vapeur pure entrée colonne n°2 du WFIDIST04","U_METROLOGIE    12","Vérification CURATIVE température","MC","DEF","U236WFI","11U","71 034,00","3000-01-01",0,1,0,null,null,"BIOMED_ULIS",{"$error":"#NAME?"},{"$f":"IFERROR(\"Oui, à la ligne \" & MATCH(tableFévrier[[#This Row],[Fusion]],tableOctobre[Fusion],0)+1,\"Non trouvé\")","v":"Non trouvé"},null,5580,null,5580]
["ALBTR","Tableau rinçage carter Temps IV","U_PROC000052","Remplacement des joints du tableau de pontage","MPS","AR","U440","11U","603 717,00","2024-07-13",3,1,0,365,0,"BIOMED_ULIS",{"$error":"#NAME?"},{"$f":"IFERROR(\"Oui, à la ligne \" & MATCH(tableFévrier[[#This Row],[Fusion]],tableOctobre[Fusion],0)+1,\"Non trouvé\")","v":"Non trouvé"},null,5597,null,5597]
["PACMT10","Enreg T° PACONG02 / BAT01PLC16","U_METROLOGIE    12","Vérification CURATIVE température","MC","DEF","U880","70U","447 806,00","2050-01-01",0,1,0,null,null,"BIOTECH_ULIS",{"$error":"#NAME?"},{"$f":"IFERROR(\"Oui, à la ligne \" & MATCH(tableFévrier[[#This Row],[Fusion]],tableOctobre[Fusion],0)+1,\"Non trouvé\")","v":"Non trouvé"}]
["DDPCONG02","Congélateur Froilabo -80°C n°215142","U_SANS   PREVENTIF","Sans   préventif","MC","AR","U850","AR",null,"3000-01-01",0,1,0,null,null,"BIOTECH_ULIS",{"$error":"#NAME?"},{"$f":"IFERROR(\"Oui, à la ligne \" & MATCH(tableFévrier[[#This Row],[Fusion]],tableOctobre[Fusion],0)+1,\"Non trouvé\")","v":"Non trouvé"},null,5631,null,5631]
["RF13ARM01","Armoire électrique circuit n°3 -40°C","U_FROID000002","Maintenance annuelle armoire électrique","MPS","AR","U222RF","10U","76 735,00","2049-08-09",0,1,0,null,null,"BIOMED_ULIS",{"$error":"#NAME?"},{"$f":"IFERROR(\"Oui, à la ligne \" & MATCH(tableFévrier[[#This Row],[Fusion]],tableOctobre[Fusion],0)+1,\"Non trouvé\")","v":"Non trouvé"},null,5648,null,5648]
["RF04CD01","Condenseur à air centrale RF04","U_FROID000004","Maintenance trimestrielle condenseur à air","MPS","AR","U222RF","10U","76 764,00","2049-11-16",0,1,0,null,null,"BIOMED_ULIS",{"$error":"#NAME?"},{"$f":"IFERROR(\"Oui, à la ligne \" & MATCH(tableFévrier[[#This Row],[Fusion]],tableOctobre[Fusion],0)+1,\"Non trouvé\")","v":"Non trouvé"},null,5665,null,5665]
["RF22ACC01","Condenseur circuit RF22 GW1/2","U_FROID000005","Maintenance semestrielle condenseur à air","MPS","AR","U222RF","10U","76 602,00","2049-01-11",0,1,0,null,null,"BIOMED_ULIS",{"$error":"#NAME?"},{"$f":"IFERROR(\"Oui, à la ligne \" & MATCH(tableFévrier[[#This Row],[Fusion]],tableOctobre[Fusion],0)+1,\"Non trouvé\")","v":"Non trouvé"},null,5680,null,5680]
["RF23ACC01","Condenseur circuit RF23 GW1/2","U_FROID000005","Maintenance semestrielle condenseur à air","MPS","AR","U222RF","10U","76 618,00","2049-01-14",0,1,0,null,null,"BIOMED_ULIS",{"$error":"#NAME?"},{"$f":"IFERROR(\"Oui, à la ligne \" & MATCH(tableFévrier[[#This Row],[Fusion]],tableOctobre[Fusion],0)+1,\"Non trouvé\")","v":"Non trouvé"},null,5682,null,5682]
["RF03RHC02","Compresseur frigorifique n°2 - 8° C","U_FROID000011","Maintenance annuelle groupe à piston semi hermétique","MPS","AR","U222RF","10U","118 467,00","2049-06-26",0,1,0,null,null,"BIOMED_ULIS",{"$error":"#NAME?"},{"$f":"IFERROR(\"Oui, à la ligne \" & MATCH(tableFévrier[[#This Row],[Fusion]],tableOctobre[Fusion],0)+1,\"Non trouvé\")","v":"Non trouvé"},null,5699,null,5699]
["RF03RHC04","Compresseur frigorifique n°4 - 8° C","U_FROID000011","Maintenance annuelle groupe à piston semi hermétique","MPS","AR","U222RF","10U","95 647,00","3000-01-01",0,1,0,null,null,"BIOMED_ULIS",{"$error":"#NAME?"},{"$f":"IFERROR(\"Oui, à la ligne \" & MATCH(tableFévrier[[#This Row],[Fusion]],tableOctobre[Fusion],0)+1,\"Non trouvé\")","v":"Non trouvé"},null,5716,null,5716]
["RF04RHC02","Moto compresseur n°2 -40°C R&D","U_FROID000013","Maintenance 30000 h groupe à piston semi hermétique","MPC","AR","U222RF","AR",null,"2049-01-21",0,1,0,null,null,"BIOMED_ULIS",{"$error":"#NAME?"},{"$f":"IFERROR(\"Oui, à la ligne \" & MATCH(tableFévrier[[#This Row],[Fusion]],tableOctobre[Fusion],0)+1,\"Non trouvé\")","v":"Non trouvé"},null,5733,null,5733]
["RF10RHC03","Compresseur n°3 +4°C c.froide B1","U_FROID000010","Maintenance semestrielle groupe à piston semi hermétique","MPS","AR","U222RF","10U","76 628,00","2049-01-17",0,1,0,null,null,"BIOMED_ULIS",{"$error":"#NAME?"},{"$f":"IFERROR(\"Oui, à la ligne \" & MATCH(tableFévrier[[#This Row],[Fusion]],tableOctobre[Fusion],0)+1,\"Non trouvé\")","v":"Non trouvé"},null,5750,null,5750]
["RF15RHC03","Compresseur n°3 +5°C B11","U_FROID000012","Maintenance 15000 h groupe à piston semi hermétique","MPC","AR","U222RF","10U","74 355,00","3000-01-01",0,1,0,null,null,"BIOMED_ULIS",{"$error":"#NAME?"},{"$f":"IFERROR(\"Oui, à la ligne \" & MATCH(tableFévrier[[#This Row],[Fusion]],tableOctobre[Fusion],0)+1,\"Non trouvé\")","v":"Non trouvé"},null,5767,null,5767]
["ADECMP804","P2 - Enregistr. Pression Chambre de ADEAU01","U_SANS   PREVENTIF","Sans   préventif","MC","AR","U421DEAE","AR",null,"2010-01-29",0,1,0,null,null,"BIOMED_ULIS",{"$error":"#NAME?"},{"$f":"IFERROR(\"Oui, à la ligne \" & MATCH(tableFévrier[[#This Row],[Fusion]],tableOctobre[Fusion],0)+1,\"Non trouvé\")","v":"Non trouvé"},null,5784,null,5784]
["WFIR317","Colonne n°7 Distillateur n°3 FINN-AQUA","U_CONT000017","Epreuve décennale pression/vapeur","MPS","DEF","U236WFI","15U","368 899,00","2027-03-31",3,30,0,520,1,"BIOMED_ULIS",{"$error":"#NAME?"},{"$f":"IFERROR(\"Oui, à la ligne \" & MATCH(tableFévrier[[#This Row],[Fusion]],tableOctobre[Fusion],0)+1,\"Non trouvé\")","v":"Non trouvé"},null,5801,null,5801]
["RF12RHC02","Moto compresseur n°2 circuit n°2 -40°C","U_FROID000016","Maintenance trimestrielle groupe à piston ouvert","MPS","DEF","U222RF","10U","76 677,00","2049-10-25",0,1,0,null,null,"BIOMED_ULIS",{"$error":"#NAME?"},{"$f":"IFERROR(\"Oui, à la ligne \" & MATCH(tableFévrier[[#This Row],[Fusion]],tableOctobre[Fusion],0)+1,\"Non trouvé\")","v":"Non trouvé"},null,5818,null,5818]
["RF14RHC01","Moto compresseur n°1 circuit n°4 -40°C","U_FROID000018","Maintenance annuelle groupe à piston ouvert","MPS","DEF","U222RF","10U","118 370,00","3000-01-01",0,1,0,null,null,"BIOMED_ULIS",{"$error":"#NAME?"},{"$f":"IFERROR(\"Oui, à la ligne \" & MATCH(tableFévrier[[#This Row],[Fusion]],tableOctobre[Fusion],0)+1,\"Non trouvé\")","v":"Non trouvé"},null,5835,null,5835]
["RF24RHC01","Compresseur  fluide frigorigène  GW1/2","U_FROID000024","Maintenance semestrielle groupe à vis semi hermétique","MPS","DEF","U222RF","10U","76 198,00","2049-12-13",0,1,0,null,null,"BIOMED_ULIS",{"$error":"#NAME?"},{"$f":"IFERROR(\"Oui, à la ligne \" & MATCH(tableFévrier[[#This Row],[Fusion]],tableOctobre[Fusion],0)+1,\"Non trouvé\")","v":"Non trouvé"},null,5852,null,5852]
["EXGW5/6","Production distri. eau glycolée +20°C","U_FROID000033","Maintenance quinzaine tour à circuit fermé","MPS","AR","U222GW","10U","80 878,00","2049-01-10",0,1,0,null,null,"BIOMED_ULIS",{"$error":"#NAME?"},{"$f":"IFERROR(\"Oui, à la ligne \" & MATCH(tableFévrier[[#This Row],[Fusion]],tableOctobre[Fusion],0)+1,\"Non trouvé\")","v":"Non trouvé"},null,5869,null,5869]
["RF04EVA01","Evaporateur chambre froide 1250 -40°C","U_FROID000041","Maintenace semestrielle évaporateur CF négative","MPS","DEF","U222RF","10U","79 715,00","2049-04-02",0,1,0,null,null,"BIOMED_ULIS",{"$error":"#NAME?"},{"$f":"IFERROR(\"Oui, à la ligne \" & MATCH(tableFévrier[[#This Row],[Fusion]],tableOctobre[Fusion],0)+1,\"Non trouvé\")","v":"Non trouvé"},null,5886,null,5886]
["EXRF12EVA03","Evaporateur chambre froide n°5 -40°C","U_FROID000041","Maintenace semestrielle évaporateur CF négative","MPS","DEF","U222RF","10U","80 760,00","3000-01-01",0,1,0,null,null,"BIOMED_ULIS",{"$error":"#NAME?"},{"$f":"IFERROR(\"Oui, à la ligne \" & MATCH(tableFévrier[[#This Row],[Fusion]],tableOctobre[Fusion],0)+1,\"Non trouvé\")","v":"Non trouvé"},null,5903,null,5903]
["GAMPLC03","Automate centrifugation gamma","U_DOC000001","Mise à jour documentaire","AME","DEF","U441","30U","72 884,00","3000-01-01",0,1,0,null,null,"BIOMED_ULIS",{"$error":"#NAME?"},{"$f":"IFERROR(\"Oui, à la ligne \" & MATCH(tableFévrier[[#This Row],[Fusion]],tableOctobre[Fusion],0)+1,\"Non trouvé\")","v":"Non trouvé"},null,5920,null,5920]
["ADECMP16","Ind pres capteur n°3 ADEU02 (Palltronic)","U_METROLOGIE    26","Vérification CURATIVE labo extérieur","MC","DEF","U420","11U","73 374,00","3000-01-01",0,1,0,null,null,"BIOMED_ULIS",{"$error":"#NAME?"},{"$f":"IFERROR(\"Oui, à la ligne \" & MATCH(tableFévrier[[#This Row],[Fusion]],tableOctobre[Fusion],0)+1,\"Non trouvé\")","v":"Non trouvé"},null,5937,null,5937]
["MCBCOLG22","Collect. de germes MAS100CG pr CTRL des gaz comp.","U_METROLOGIE    26","Vérification CURATIVE labo extérieur","MC","DEF","U640MCB","21U",null,"2030-12-31",0,1,0,null,null,"BIOMED_ULIS",{"$error":"#NAME?"},{"$f":"IFERROR(\"Oui, à la ligne \" & MATCH(tableFévrier[[#This Row],[Fusion]],tableOctobre[Fusion],0)+1,\"Non trouvé\")","v":"Non trouvé"},null,5943,null,5943]
["ADECMT835","T11 - Indic Temp. sortie Echang ADEAU01","U_METROLOGIE    12","Vérification CURATIVE température","MC","DEF","U421DEAE","11U","372 937,00","3000-01-01",0,1,0,null,null,"BIOMED_ULIS",{"$error":"#NAME?"},{"$f":"IFERROR(\"Oui, à la ligne \" & MATCH(tableFévrier[[#This Row],[Fusion]],tableOctobre[Fusion],0)+1,\"Non trouvé\")","v":"Non trouvé"},null,5954,null,5954]
["RF17RHC01","Groupe frigorifique +4°C conditionnement","U_FROID000011","Maintenance annuelle groupe à piston semi hermétique","MPS","AR","U222RF","10U","99 237,00","2049-06-27",0,1,0,null,null,"BIOMED_ULIS",{"$error":"#NAME?"},{"$f":"IFERROR(\"Oui, à la ligne \" & MATCH(tableFévrier[[#This Row],[Fusion]],tableOctobre[Fusion],0)+1,\"Non trouvé\")","v":"Non trouvé"},null,5971,null,5971]
["EXBAT01CMTSS27","Enregistrement température en 1SS27","U_SANS   PREVENTIF","Sans   préventif","MC","AR","U410","AR",null,"2012-01-24",0,1,0,null,null,"BIOMED_ULIS",{"$error":"#NAME?"},{"$f":"IFERROR(\"Oui, à la ligne \" & MATCH(tableFévrier[[#This Row],[Fusion]],tableOctobre[Fusion],0)+1,\"Non trouvé\")","v":"Non trouvé"},null,5988,null,5988]
["EXRIMUR01","Récepteur chaines de mesures enceintes","U_SANS   PREVENTIF","Sans   préventif","MC","AR","U624UAP","AR",null,"3000-01-01",0,1,0,null,null,"BIOMED_ULIS",{"$error":"#NAME?"},{"$f":"IFERROR(\"Oui, à la ligne \" & MATCH(tableFévrier[[#This Row],[Fusion]],tableOctobre[Fusion],0)+1,\"Non trouvé\")","v":"Non trouvé"},null,6005,null,6005]
["EXRIMCMCT15","Minuteur 2 Codiam Scientific","U_SANS   PREVENTIF","Sans   préventif","MC","AR","U624UAP","AR",null,"3000-01-01",0,1,0,null,null,"BIOMED_ULIS",{"$error":"#NAME?"},{"$f":"IFERROR(\"Oui, à la ligne \" & MATCH(tableFévrier[[#This Row],[Fusion]],tableOctobre[Fusion],0)+1,\"Non trouvé\")","v":"Non trouvé"},null,6022,null,6022]
["UDA1CMQ97","Pipet-lite LTS","U_LABO000005","Maintenance préventive","MPS","DEF","U855","70U","90 662,00","3000-01-01",0,1,0,null,null,"BIOTECH_ULIS",{"$error":"#NAME?"},{"$f":"IFERROR(\"Oui, à la ligne \" & MATCH(tableFévrier[[#This Row],[Fusion]],tableOctobre[Fusion],0)+1,\"Non trouvé\")","v":"Non trouvé"},null,6039,null,6039]
["ISHV31","Vanne d'isolement ISSBD40","U_SANS   PREVENTIF","Sans   préventif","MC","AR","U222IS","AR",null,"2010-05-11",0,1,0,null,null,"BIOMED_ULIS",{"$error":"#NAME?"},{"$f":"IFERROR(\"Oui, à la ligne \" & MATCH(tableFévrier[[#This Row],[Fusion]],tableOctobre[Fusion],0)+1,\"Non trouvé\")","v":"Non trouvé"},null,6056,null,6056]
["WFIPV343","Vanne d'Entrée cuve Eau PPI DIST04","U_SANS   PREVENTIF","Sans   préventif","MC","AR","U236WFI","AR",null,"2010-05-11",0,1,0,null,null,"BIOMED_ULIS",{"$error":"#NAME?"},{"$f":"IFERROR(\"Oui, à la ligne \" & MATCH(tableFévrier[[#This Row],[Fusion]],tableOctobre[Fusion],0)+1,\"Non trouvé\")","v":"Non trouvé"},null,6073,null,6073]
["BAT11CMT139","Enreg Temp ambiance CF 39 /BAT11ARM02","U_METROLOGIE    12","Vérification CURATIVE température","MC","AR","U168","10U","75 239,00","3000-01-01",0,1,0,null,null,"BIOMED_ULIS",{"$error":"#NAME?"},{"$f":"IFERROR(\"Oui, à la ligne \" & MATCH(tableFévrier[[#This Row],[Fusion]],tableOctobre[Fusion],0)+1,\"Non trouvé\")","v":"Non trouvé"},null,6090,null,6090]
["EXDPLACMT61","Collecteur mesures DataWatch n°0822-132","U_SANS   PREVENTIF","Sans   préventif","MC","AR","U670","AR",null,"3000-01-01",0,1,0,null,null,"BIOMED_ULIS",{"$error":"#NAME?"},{"$f":"IFERROR(\"Oui, à la ligne \" & MATCH(tableFévrier[[#This Row],[Fusion]],tableOctobre[Fusion],0)+1,\"Non trouvé\")","v":"Non trouvé"},null,6107,null,6107]
["EX2AC04F08","Filtration terminal n°08 clim. 8ss30","U_SANS   PREVENTIF","Sans   préventif","MC","AR","U222AC","AR",null,"3000-01-01",0,1,0,null,null,"BIOMED_ULIS",{"$error":"#NAME?"},{"$f":"IFERROR(\"Oui, à la ligne \" & MATCH(tableFévrier[[#This Row],[Fusion]],tableOctobre[Fusion],0)+1,\"Non trouvé\")","v":"Non trouvé"},null,6124,null,6124]
["EXAC01F04","Filtration terminale n°4 clim. 8RC67","U_SANS   PREVENTIF","Sans   préventif","MC","AR","U222AC","AR",null,"3000-01-01",0,1,0,null,null,"BIOMED_ULIS",{"$error":"#NAME?"},{"$f":"IFERROR(\"Oui, à la ligne \" & MATCH(tableFévrier[[#This Row],[Fusion]],tableOctobre[Fusion],0)+1,\"Non trouvé\")","v":"Non trouvé"},null,6141,null,6141]
["EXMCBCMT47","Enreg temp réfrig MCBREF13/BAT01ARM04","U_METROLOGIE    12","Vérification CURATIVE température","MC","DEF","U640MCB","21U","76 296,00","3000-01-01",0,1,0,null,null,"BIOMED_ULIS",{"$error":"#NAME?"},{"$f":"IFERROR(\"Oui, à la ligne \" & MATCH(tableFévrier[[#This Row],[Fusion]],tableOctobre[Fusion],0)+1,\"Non trouvé\")","v":"Non trouvé"},null,6158,null,6158]
["EXANICMT04","Indication temp. partie cong ANIREF05","U_SANS   PREVENTIF","Sans   préventif","MC","AR","U881USNC","AR",null,"3000-01-01",0,1,0,null,null,"BIOTECH_ULIS",{"$error":"#NAME?"},{"$f":"IFERROR(\"Oui, à la ligne \" & MATCH(tableFévrier[[#This Row],[Fusion]],tableOctobre[Fusion],0)+1,\"Non trouvé\")","v":"Non trouvé"},null,6175,null,6175]
["GW22CMP01","Affi. enreg. Pression calo GAMCT22","U_METR000015","Vérification PERIODIQUE pression","MPS","AR","U441","11U","601 606,00","2024-06-04",3,1,0,52,1,"BIOMED_ULIS",{"$error":"#NAME?"},{"$f":"IFERROR(\"Oui, à la ligne \" & MATCH(tableFévrier[[#This Row],[Fusion]],tableOctobre[Fusion],0)+1,\"Non trouvé\")","v":"Non trouvé"},null,6192,null,6192]
["EXOPLCMT64","Régul temp congél. OPLCONG36","U_SANS   PREVENTIF","Sans   préventif","MC","AR","U601OPL","AR",null,"3000-01-01",0,1,0,null,null,"BIOMED_ULIS",{"$error":"#NAME?"},{"$f":"IFERROR(\"Oui, à la ligne \" & MATCH(tableFévrier[[#This Row],[Fusion]],tableOctobre[Fusion],0)+1,\"Non trouvé\")","v":"Non trouvé"},null,6193,null,6193]
["TECHBT09","Bain d'étalonnage Fluke n°A78061","U_SANS   PREVENTIF","Sans   préventif","MC","AR","U720","AR",null,"3000-01-01",0,1,0,null,null,"BIOMED_ULIS",{"$error":"#NAME?"},{"$f":"IFERROR(\"Oui, à la ligne \" & MATCH(tableFévrier[[#This Row],[Fusion]],tableOctobre[Fusion],0)+1,\"Non trouvé\")","v":"Non trouvé"},null,6210,null,6210]
["GW0VV09","Variateur de fréquence pompe GWOCP09","U_AVEC","Gammes à associer","MPS","AR","U222GW","AR",null,"2020-12-31",0,1,0,null,null,"BIOMED_ULIS",{"$error":"#NAME?"},{"$f":"IFERROR(\"Oui, à la ligne \" & MATCH(tableFévrier[[#This Row],[Fusion]],tableOctobre[Fusion],0)+1,\"Non trouvé\")","v":"Non trouvé"},null,6237,null,6237]
["WFIHV310_002","Vanne perte charge WFISBD102","U_AVEC","Gammes à associer","MPS","AR","U236WFI","AR",null,"2020-12-31",0,1,0,null,null,"BIOMED_ULIS",{"$error":"#NAME?"},{"$f":"IFERROR(\"Oui, à la ligne \" & MATCH(tableFévrier[[#This Row],[Fusion]],tableOctobre[Fusion],0)+1,\"Non trouvé\")","v":"Non trouvé"},null,6243,null,6243]
["EXOPLCMT34","Température congélateur OPLCONG03","U_SANS   PREVENTIF","Sans   préventif","MC","AR","U601OPL","AR",null,"3000-01-01",0,1,0,null,null,"BIOMED_ULIS",{"$error":"#NAME?"},{"$f":"IFERROR(\"Oui, à la ligne \" & MATCH(tableFévrier[[#This Row],[Fusion]],tableOctobre[Fusion],0)+1,\"Non trouvé\")","v":"Non trouvé"},null,6260,null,6260]
["EXBAT08MA11","Module analogique","U_SANS   PREVENTIF","Sans   préventif","MC","AR","U200BATP","AR",null,"2020-12-31",0,1,0,null,null,"BIOMED_ULIS",{"$error":"#NAME?"},{"$f":"IFERROR(\"Oui, à la ligne \" & MATCH(tableFévrier[[#This Row],[Fusion]],tableOctobre[Fusion],0)+1,\"Non trouvé\")","v":"Non trouvé"},null,6277,null,6277]
["WFICMF61","Affichage Débit WFISBD102","U_METROLOGIE    11","Vérification CURATIVE de débit","MC","DEF","U236WFI","11U","81 650,00","3000-01-01",0,1,0,null,null,"BIOMED_ULIS",{"$error":"#NAME?"},{"$f":"IFERROR(\"Oui, à la ligne \" & MATCH(tableFévrier[[#This Row],[Fusion]],tableOctobre[Fusion],0)+1,\"Non trouvé\")","v":"Non trouvé"},null,6294,null,6294]
["EX1WFICMF02","Enreg. affi. débit WFISBD106 (ALBR07)","U_SANS   PREVENTIF","Sans   préventif","MC","AR","U440","AR",null,"3000-01-01",0,1,0,null,null,"BIOMED_ULIS",{"$error":"#NAME?"},{"$f":"IFERROR(\"Oui, à la ligne \" & MATCH(tableFévrier[[#This Row],[Fusion]],tableOctobre[Fusion],0)+1,\"Non trouvé\")","v":"Non trouvé"},null,6311,null,6311]
["PLAR02","Mélangeur fondoir plasma n°2","U_MECA000046","Polissage semestriel","MPS","AR","U410","11U","619 248,00","2024-06-15",3,30,0,26,1,"BIOMED_ULIS",{"$error":"#NAME?"},{"$f":"IFERROR(\"Oui, à la ligne \" & MATCH(tableFévrier[[#This Row],[Fusion]],tableOctobre[Fusion],0)+1,\"Non trouvé\")","v":"Non trouvé"},null,6328,null,6328]
["MCBCMT45","Enreg temp réfrig MCBREF14/BAT01ARM04","U_METR000012","Vérification PERIODIQUE température","MPS","AR","U640MCB","21U","589 243,00","2024-05-29",3,1,0,52,1,"BIOMED_ULIS",{"$error":"#NAME?"},{"$f":"IFERROR(\"Oui, à la ligne \" & MATCH(tableFévrier[[#This Row],[Fusion]],tableOctobre[Fusion],0)+1,\"Non trouvé\")","v":"Non trouvé"},null,6345,null,6345]
["MGPTRP09","Transpalette électrique","U_LEVA000014","Maintenance gerbeur transpalette","MPS","DEF","U406","15U","600 559,00","2024-03-23",3,30,0,26,1,"BIOMED_ULIS",{"$error":"#NAME?"},{"$f":"IFERROR(\"Oui, à la ligne \" & MATCH(tableFévrier[[#This Row],[Fusion]],tableOctobre[Fusion],0)+1,\"Non trouvé\")","v":"Non trouvé"},null,6362,null,6362]
["EXMGPTRP03","Transpalette électrique n°3","U_SANS   PREVENTIF","Sans   préventif","MC","AR","U406","AR",null,"3000-01-01",0,1,0,null,null,"BIOMED_ULIS",{"$error":"#NAME?"},{"$f":"IFERROR(\"Oui, à la ligne \" & MATCH(tableFévrier[[#This Row],[Fusion]],tableOctobre[Fusion],0)+1,\"Non trouvé\")","v":"Non trouvé"},null,6379,null,6379]
["EXOPLCMT53","Indication temp partie ref OPLREF01","U_SANS   PREVENTIF","Sans   préventif","MC","AR","U601OPL","AR",null,"3000-01-01",0,1,0,null,null,"BIOMED_ULIS",{"$error":"#NAME?"},{"$f":"IFERROR(\"Oui, à la ligne \" & MATCH(tableFévrier[[#This Row],[Fusion]],tableOctobre[Fusion],0)+1,\"Non trouvé\")","v":"Non trouvé"},null,6396,null,6396]
["PWCMOC01","Mesure carbone organique eau purifiée","U_EAUX000037","Vérification conformité du système","MPS","DEF","U222PW","11U","88 993,00","3000-01-01",0,1,0,null,null,"BIOMED_ULIS",{"$error":"#NAME?"},{"$f":"IFERROR(\"Oui, à la ligne \" & MATCH(tableFévrier[[#This Row],[Fusion]],tableOctobre[Fusion],0)+1,\"Non trouvé\")","v":"Non trouvé"},null,6413,null,6413]
["EXOPLCMT98","Enreg. Temp. cong. OPLREF05/BAT01ARM05","U_METROLOGIE    12","Vérification CURATIVE température","MC","DEF","U601OPL","11U","81 422,00","3000-01-01",0,1,0,null,null,"BIOMED_ULIS",{"$error":"#NAME?"},{"$f":"IFERROR(\"Oui, à la ligne \" & MATCH(tableFévrier[[#This Row],[Fusion]],tableOctobre[Fusion],0)+1,\"Non trouvé\")","v":"Non trouvé"},null,6430,null,6430]
["CBCMT49","EBRO n°62404253 secours","U_METROLOGIE    12","Vérification CURATIVE température","MC","DEF","U855","70U",null,"3000-01-01",0,1,0,null,null,"BIOTECH_ULIS",{"$error":"#NAME?"},{"$f":"IFERROR(\"Oui, à la ligne \" & MATCH(tableFévrier[[#This Row],[Fusion]],tableOctobre[Fusion],0)+1,\"Non trouvé\")","v":"Non trouvé"},null,6447,null,6447]
["CBCMT50","EBRO n°62404257 secours","U_METR000012","Vérification PERIODIQUE température","MPS","DEF","U880","70U","602 245,00","2024-06-13",3,1,0,52,1,"BIOTECH_ULIS",{"$error":"#NAME?"},{"$f":"IFERROR(\"Oui, à la ligne \" & MATCH(tableFévrier[[#This Row],[Fusion]],tableOctobre[Fusion],0)+1,\"Non trouvé\")","v":"Non trouvé"},null,6448,null,6448]
["CRDCMT09","Enreg T° ambiance CRDCF1254","U_METR000012","Vérification PERIODIQUE température","MPS","DEF","U850","70U","621 610,00","2024-11-28",3,1,0,365,0,"BIOTECH_ULIS",{"$f":"_xlfn.TEXTJOIN(\"\",TRUE,A6466:D6466,H6466,N6466)","v":{"$error":"#NAME?"}},{"$f":"IFERROR(\"Oui, à la ligne \" & MATCH(tableFévrier[[#This Row],[Fusion]],tableOctobre[Fusion],0)+1,\"Non trouvé\")","v":"Non trouvé"},null,6465,null,6465]
["EXUDA1CMT24","Indication temp UDA1BT05","U_METR000012","Vérification PERIODIQUE température","MPS","DEF","U855","70U","485 183,00","3000-01-01",0,1,0,null,null,"BIOTECH_ULIS",{"$error":"#NAME?"},{"$f":"IFERROR(\"Oui, à la ligne \" & MATCH(tableFévrier[[#This Row],[Fusion]],tableOctobre[Fusion],0)+1,\"Non trouvé\")","v":"Non trouvé"},null,6482,null,6482]
["UDA1CMT50","Enreg temp de secours EBRO n°62409528","U_METROLOGIE    12","Vérification CURATIVE température","MC","DEF","U855","70U","406 836,00","2050-01-01",0,1,0,null,null,"BIOTECH_ULIS",{"$error":"#NAME?"},{"$f":"IFERROR(\"Oui, à la ligne \" & MATCH(tableFévrier[[#This Row],[Fusion]],tableOctobre[Fusion],0)+1,\"Non trouvé\")","v":"Non trouvé"},null,6499,null,6499]
["UDA4CMT03","Indication temp Checktemp1 n°21061 UDA4BT02","U_METROLOGIE    12","Vérification CURATIVE température","MC","DEF","U855","70U","84 679,00","3000-01-01",0,1,0,null,null,"BIOTECH_ULIS",{"$error":"#NAME?"},{"$f":"IFERROR(\"Oui, à la ligne \" & MATCH(tableFévrier[[#This Row],[Fusion]],tableOctobre[Fusion],0)+1,\"Non trouvé\")","v":"Non trouvé"},null,6516,null,6516]
["UDP1CMT12","Capteur T° n° 0121 de UDP1UR03","U_METR000012","Vérification PERIODIQUE température","MPS","DEF","U851","70U","622 606,00","2024-12-14",3,1,0,52,1,"BIOTECH_ULIS",{"$error":"#NAME?"},{"$f":"IFERROR(\"Oui, à la ligne \" & MATCH(tableFévrier[[#This Row],[Fusion]],tableOctobre[Fusion],0)+1,\"Non trouvé\")","v":"Non trouvé"},null,6532,null,6532]
["UDP1CMT46","Enreg temp voie 4 de EXUDP1UR07 (secours)","U_METR000012","Vérification PERIODIQUE température","MPS","DEF","U851","70U","120 997,00","2049-12-29",0,1,0,null,null,"BIOTECH_ULIS",{"$error":"#NAME?"},{"$f":"IFERROR(\"Oui, à la ligne \" & MATCH(tableFévrier[[#This Row],[Fusion]],tableOctobre[Fusion],0)+1,\"Non trouvé\")","v":"Non trouvé"},null,6549,null,6549]
["UDP2CMT19","Thermomètre Quick Novo n°101123348","U_METROLOGIE    12","Vérification CURATIVE température","MC","DEF","U851","70U",null,"3000-01-01",0,1,0,null,null,"BIOTECH_ULIS",{"$error":"#NAME?"},{"$f":"IFERROR(\"Oui, à la ligne \" & MATCH(tableFévrier[[#This Row],[Fusion]],tableOctobre[Fusion],0)+1,\"Non trouvé\")","v":"Non trouvé"},null,6566,null,6566]
["UDP3CMP09","Enreg pression voie 6 de UDP5UR05","U_METROLOGIE    15","Vérification CURATIVE pression","MC","DEF","U851","70U",null,"3000-01-01",0,1,0,null,null,"BIOTECH_ULIS",{"$error":"#NAME?"},{"$f":"IFERROR(\"Oui, à la ligne \" & MATCH(tableFévrier[[#This Row],[Fusion]],tableOctobre[Fusion],0)+1,\"Non trouvé\")","v":"Non trouvé"},null,6583,null,6583]
["UDP3CMT35","Enregist T° voie 3 de UDP3UR03","U_METR000012","Vérification PERIODIQUE température","MPS","DEF","U851","70U","590 795,00","2024-03-29",3,1,0,365,0,"BIOTECH_ULIS",{"$error":"#NAME?"},{"$f":"IFERROR(\"Oui, à la ligne \" & MATCH(tableFévrier[[#This Row],[Fusion]],tableOctobre[Fusion],0)+1,\"Non trouvé\")","v":"Non trouvé"},null,6600,null,6600]
["UPILCMP01","Enreg pres v 5 capt 01 UPILUR01","U_METR000015","Vérification PERIODIQUE pression","MPS","DEF","U851","70U","614 180,00","2024-09-13",3,1,0,52,1,"BIOTECH_ULIS",{"$error":"#NAME?"},{"$f":"IFERROR(\"Oui, à la ligne \" & MATCH(tableFévrier[[#This Row],[Fusion]],tableOctobre[Fusion],0)+1,\"Non trouvé\")","v":"Non trouvé"},null,6617,null,6617]
["UPILCMT07","Enreg T° voie 3 UPILUR02","U_METROLOGIE    12","Vérification CURATIVE température","MC","DEF","U851","70U","563 203,00","3000-01-01",0,1,0,null,null,"BIOTECH_ULIS",{"$error":"#NAME?"},{"$f":"IFERROR(\"Oui, à la ligne \" & MATCH(tableFévrier[[#This Row],[Fusion]],tableOctobre[Fusion],0)+1,\"Non trouvé\")","v":"Non trouvé"},null,6634,null,6634]
["CBPLC01","BIACORE T100 (appar affinité molécules) utilisé comme T200","U_LABO000005","Maintenance préventive","MPS","DEF","U855","70U","622 652,00","2024-06-30",3,1,0,182,0,"BIOTECH_ULIS",{"$error":"#NAME?"},{"$f":"IFERROR(\"Oui, à la ligne \" & MATCH(tableFévrier[[#This Row],[Fusion]],tableOctobre[Fusion],0)+1,\"Non trouvé\")","v":"Non trouvé"},null,6651]
["EXUDA2LMP01","Lecteur de plaques ELx 800 n° série 194175","U_LABO000007","Vérification périodique","MPS","DEF","U880","70U","565 634,00","2049-12-26",0,1,0,null,null,"BIOTECH_ULIS",{"$error":"#NAME?"},{"$f":"IFERROR(\"Oui, à la ligne \" & MATCH(tableFévrier[[#This Row],[Fusion]],tableOctobre[Fusion],0)+1,\"Non trouvé\")","v":"Non trouvé"},null,6668,null,6668]
["EXRIMOND04","Onduleur","U_SANS   PREVENTIF","Sans   préventif","MC","AR","U624UAP","AR",null,"3000-01-01",0,1,0,null,null,"BIOMED_ULIS",{"$error":"#NAME?"},{"$f":"IFERROR(\"Oui, à la ligne \" & MATCH(tableFévrier[[#This Row],[Fusion]],tableOctobre[Fusion],0)+1,\"Non trouvé\")","v":"Non trouvé"},null,6685,null,6685]
["EXSCCMT026","Collecteur mesures thermo tracer n°1200000021E62A21","U_SANS   PREVENTIF","Sans   préventif","MC","AR","U150","AR",null,"3000-01-01",0,1,0,null,null,"BIOMED_ULIS",{"$error":"#NAME?"},{"$f":"IFERROR(\"Oui, à la ligne \" & MATCH(tableFévrier[[#This Row],[Fusion]],tableOctobre[Fusion],0)+1,\"Non trouvé\")","v":"Non trouvé"},null,6702,null,6702]
["EXSCCMT028","Collecteur mesures thermo tracer n°9300000022174221","U_SANS   PREVENTIF","Sans   préventif","MC","AR","U150","AR",null,"3000-01-01",0,1,0,null,null,"BIOMED_ULIS",{"$error":"#NAME?"},{"$f":"IFERROR(\"Oui, à la ligne \" & MATCH(tableFévrier[[#This Row],[Fusion]],tableOctobre[Fusion],0)+1,\"Non trouvé\")","v":"Non trouvé"},null,6703,null,6703]
["EXWFICMOC311_012","Mesure carbone organique retour WFISBD311","U_METROLOGIE    22","Verification CURATIVE mesure de carbone","MC","DEF","U236WFI","11U","81 966,00","3000-01-01",0,1,0,null,null,"BIOMED_ULIS",{"$error":"#NAME?"},{"$f":"IFERROR(\"Oui, à la ligne \" & MATCH(tableFévrier[[#This Row],[Fusion]],tableOctobre[Fusion],0)+1,\"Non trouvé\")","v":"Non trouvé"},null,6720,null,6720]
["WFICMT312_012","Temp amont échangeurs froids WFISBD312","U_METROLOGIE    12","Vérification CURATIVE température","MC","DEF","U236WFI","11U","501 499,00","2050-01-01",0,1,0,null,null,"BIOMED_ULIS",{"$error":"#NAME?"},{"$f":"IFERROR(\"Oui, à la ligne \" & MATCH(tableFévrier[[#This Row],[Fusion]],tableOctobre[Fusion],0)+1,\"Non trouvé\")","v":"Non trouvé"},null,6737,null,6737]
["EXWFICML310_069","Détect niveau haut cuve 310 (pour liaison Na Connect)","U_SANS   PREVENTIF","Sans   préventif","MC","AR","U236WFI","AR",null,"3000-01-01",0,1,0,null,null,"BIOMED_ULIS",{"$error":"#NAME?"},{"$f":"IFERROR(\"Oui, à la ligne \" & MATCH(tableFévrier[[#This Row],[Fusion]],tableOctobre[Fusion],0)+1,\"Non trouvé\")","v":"Non trouvé"},null,6754,null,6754]
["RF17","Production  frigo +4°C conditionnement","U_FROID000043","Controle de fuite réseau froid","MPS","DEF","U222RF","10U","116 998,00","2049-12-11",0,1,0,null,null,"BIOMED_ULIS",{"$error":"#NAME?"},{"$f":"IFERROR(\"Oui, à la ligne \" & MATCH(tableFévrier[[#This Row],[Fusion]],tableOctobre[Fusion],0)+1,\"Non trouvé\")","v":"Non trouvé"},null,6771,null,6771]
["RF30RHC01","Compresseur  fluide frigorigène n°1 GW0","U_FROID000025","Maintenance annuelle groupe à vis semi hermétique","MPS","AR","U222RF","10U","118 549,00","3000-01-01",0,62,0,null,null,"BIOMED_ULIS",{"$error":"#NAME?"},{"$f":"IFERROR(\"Oui, à la ligne \" & MATCH(tableFévrier[[#This Row],[Fusion]],tableOctobre[Fusion],0)+1,\"Non trouvé\")","v":"Non trouvé"},null,6793,null,6793]
["RF42RHC01","Compresseur  fluide frigorigène n°3 GW3/4","U_FROID000025","Maintenance annuelle groupe à vis semi hermétique","MPS","AR","U222RF","10U","118 554,00","2049-11-25",0,62,0,null,null,"BIOMED_ULIS",{"$error":"#NAME?"},{"$f":"IFERROR(\"Oui, à la ligne \" & MATCH(tableFévrier[[#This Row],[Fusion]],tableOctobre[Fusion],0)+1,\"Non trouvé\")","v":"Non trouvé"},null,6804,null,6804]
["GW11CMP501","Enregistrement pression sortie bache","U_METROLOGIE    15","Vérification CURATIVE pression","AME","AR","U222GW","10U","87 025,00","3000-01-01",0,1,0,null,null,"BIOMED_ULIS",{"$error":"#NAME?"},{"$f":"IFERROR(\"Oui, à la ligne \" & MATCH(tableFévrier[[#This Row],[Fusion]],tableOctobre[Fusion],0)+1,\"Non trouvé\")","v":"Non trouvé"},null,6821,null,6821]
["UNFGCMT07","Indicat temp UNFGREF02","U_METR000012","Vérification PERIODIQUE température","MPS","DEF","U868","70U","602 286,00","2049-12-26",0,1,0,null,null,"BIOTECH_ULIS",{"$error":"#NAME?"},{"$f":"IFERROR(\"Oui, à la ligne \" & MATCH(tableFévrier[[#This Row],[Fusion]],tableOctobre[Fusion],0)+1,\"Non trouvé\")","v":"Non trouvé"},null,6838,null,6838]
["WFICMC313_009","Conductivimètre aller WFISBD313","U_METR000018","Vérif. PERIODIQUE mesure conductivité circuit","MPS","AR","U236WFI","11U","619 388,00","2024-12-28",3,1,0,365,0,"BIOMED_ULIS",{"$error":"#NAME?"},{"$f":"IFERROR(\"Oui, à la ligne \" & MATCH(tableFévrier[[#This Row],[Fusion]],tableOctobre[Fusion],0)+1,\"Non trouvé\")","v":"Non trouvé"},null,6855,null,6855]
["WFICMT314_012","Temp amont échangeurs froids WFISBD314","U_METR000012","Vérification PERIODIQUE température","MPS","AR","U236WFI","11U","619 410,00","2024-12-28",3,1,0,365,0,"BIOMED_ULIS",{"$error":"#NAME?"},{"$f":"IFERROR(\"Oui, à la ligne \" & MATCH(tableFévrier[[#This Row],[Fusion]],tableOctobre[Fusion],0)+1,\"Non trouvé\")","v":"Non trouvé"},null,6872,null,6872]
["EXOPLCMT48","Enreg temp congélateur OPLCONG16/OPLUR03","U_SANS   PREVENTIF","Sans   préventif","MC","AR","U601OPL","AR",null,"3000-01-01",0,1,0,null,null,"BIOMED_ULIS",{"$error":"#NAME?"},{"$f":"IFERROR(\"Oui, à la ligne \" & MATCH(tableFévrier[[#This Row],[Fusion]],tableOctobre[Fusion],0)+1,\"Non trouvé\")","v":"Non trouvé"},null,6889,null,6889]
["EXOPLCMT78","Enreg. Temp. cong OPLCONG05 / OPLUR03","U_SANS   PREVENTIF","Sans   préventif","MC","AR","U601OPL","AR",null,"3000-01-01",0,1,0,null,null,"BIOMED_ULIS",{"$error":"#NAME?"},{"$f":"IFERROR(\"Oui, à la ligne \" & MATCH(tableFévrier[[#This Row],[Fusion]],tableOctobre[Fusion],0)+1,\"Non trouvé\")","v":"Non trouvé"},null,6906,null,6906]
["EXTECHU13","Etalon température AOIP TM6630","U_SANS   PREVENTIF","Sans   préventif","MC","AR","U720","AR",null,"2012-03-05",0,1,0,null,null,"BIOMED_ULIS",{"$error":"#NAME?"},{"$f":"IFERROR(\"Oui, à la ligne \" & MATCH(tableFévrier[[#This Row],[Fusion]],tableOctobre[Fusion],0)+1,\"Non trouvé\")","v":"Non trouvé"},null,6923,null,6923]
["EXWFIR204","Colonne n°4 distillateur Finn Aqua","U_SANS   PREVENTIF","Sans   préventif","MC","AR","U236WFI","AR",null,"2049-01-01",0,1,0,null,null,"BIOMED_ULIS",{"$error":"#NAME?"},{"$f":"IFERROR(\"Oui, à la ligne \" & MATCH(tableFévrier[[#This Row],[Fusion]],tableOctobre[Fusion],0)+1,\"Non trouvé\")","v":"Non trouvé"},null,6940,null,6940]
["EXOPLCMT50","Enreg. temp ambiante OPLCF1162 / OPLUR01","U_SANS   PREVENTIF","Sans   préventif","MC","AR","U601OPL","AR",null,"3000-01-01",0,1,0,null,null,"BIOMED_ULIS",{"$error":"#NAME?"},{"$f":"IFERROR(\"Oui, à la ligne \" & MATCH(tableFévrier[[#This Row],[Fusion]],tableOctobre[Fusion],0)+1,\"Non trouvé\")","v":"Non trouvé"},null,6957,null,6957]
["EXOPLCMT51","Enreg. temp produit OPLCF1162 / OPLUR01","U_SANS   PREVENTIF","Sans   préventif","MC","AR","U601OPL","AR",null,"3000-01-01",0,1,0,null,null,"BIOMED_ULIS",{"$error":"#NAME?"},{"$f":"IFERROR(\"Oui, à la ligne \" & MATCH(tableFévrier[[#This Row],[Fusion]],tableOctobre[Fusion],0)+1,\"Non trouvé\")","v":"Non trouvé"},null,6958,null,6958]
["EXBAT12PLC03","Automate monitoring CM IMMUNO RC04","U_SANS   PREVENTIF","Sans   préventif","MC","AR","U624UAP","AR",null,"3000-01-01",0,1,0,null,null,"BIOMED_ULIS",{"$error":"#NAME?"},{"$f":"IFERROR(\"Oui, à la ligne \" & MATCH(tableFévrier[[#This Row],[Fusion]],tableOctobre[Fusion],0)+1,\"Non trouvé\")","v":"Non trouvé"},null,6975,null,6975]
["EXTECHCMT174","Enregist thermométrique n°71110660079","U_SANS   PREVENTIF","Sans   préventif","MC","AR","U720","AR","29 759,00","3000-01-01",0,1,0,null,null,"BIOMED_ULIS",{"$error":"#NAME?"},{"$f":"IFERROR(\"Oui, à la ligne \" & MATCH(tableFévrier[[#This Row],[Fusion]],tableOctobre[Fusion],0)+1,\"Non trouvé\")","v":"Non trouvé"},null,6992,null,6992]
["ADECMC111_055","Conductivité sortie skid gamme basse","U_METROLOGIE    18","Vérification CURATIVE conductivité circuit","AME","DEF","U421DEAE","11U","480 440,00","2050-01-01",0,1,0,null,null,"BIOMED_ULIS",{"$error":"#NAME?"},{"$f":"IFERROR(\"Oui, à la ligne \" & MATCH(tableFévrier[[#This Row],[Fusion]],tableOctobre[Fusion],0)+1,\"Non trouvé\")","v":"Non trouvé"},null,7009,null,7009]
["EXALBCMQ20","Comptage Alim UF120","U_SANS   PREVENTIF","Sans   préventif","MC","AR","U440","AR",null,"3000-01-01",0,1,0,null,null,"BIOMED_ULIS",{"$error":"#NAME?"},{"$f":"IFERROR(\"Oui, à la ligne \" & MATCH(tableFévrier[[#This Row],[Fusion]],tableOctobre[Fusion],0)+1,\"Non trouvé\")","v":"Non trouvé"},null,7026,null,7026]
["ADECMQ122_131","Comptage débit envoi WFI/produit (METRO_ADEFQ122_131.PV)","U_METROLOGIE    30","Vérification CURATIVE de comptage","AME","DEF","U421DEAE","11U","84 708,00","3000-01-01",0,1,0,null,null,"BIOMED_ULIS",{"$error":"#NAME?"},{"$f":"IFERROR(\"Oui, à la ligne \" & MATCH(tableFévrier[[#This Row],[Fusion]],tableOctobre[Fusion],0)+1,\"Non trouvé\")","v":"Non trouvé"},null,7043,null,7043]
["UDA1LAB10","Scanner gel protéomique","U_LABO000005","Maintenance préventive","MPS","DEF","U855","70U","96 950,00","3000-01-01",0,1,0,null,null,"BIOTECH_ULIS",{"$error":"#NAME?"},{"$f":"IFERROR(\"Oui, à la ligne \" & MATCH(tableFévrier[[#This Row],[Fusion]],tableOctobre[Fusion],0)+1,\"Non trouvé\")","v":"Non trouvé"},null,7060,null,7060]
["TAMCMP149_084","Mesure pression cuve 2000L","U_METROLOGIE    15","Vérification CURATIVE pression","MC","DEF","U421DEAE","11U","84 870,00","3000-01-01",0,1,0,null,null,"BIOMED_ULIS",{"$error":"#NAME?"},{"$f":"IFERROR(\"Oui, à la ligne \" & MATCH(tableFévrier[[#This Row],[Fusion]],tableOctobre[Fusion],0)+1,\"Non trouvé\")","v":"Non trouvé"},null,7072,null,7072]
["EX2TECHCMT67","Enregistr. thermocouple voie 3 TECHUR08","U_SANS   PREVENTIF","Sans   préventif","MC","AR","U720","AR",null,"3000-01-01",0,1,0,null,null,"BIOMED_ULIS",{"$error":"#NAME?"},{"$f":"IFERROR(\"Oui, à la ligne \" & MATCH(tableFévrier[[#This Row],[Fusion]],tableOctobre[Fusion],0)+1,\"Non trouvé\")","v":"Non trouvé"},null,7093,null,7093]
["UDP1CMT16","Enreg T° UDP1CONG01 / BAT01PLC16","U_METR000012","Vérification PERIODIQUE température","MPS","DEF","U851","70U","602 259,00","2024-06-13",3,1,0,52,1,"BIOTECH_ULIS",{"$error":"#NAME?"},{"$f":"IFERROR(\"Oui, à la ligne \" & MATCH(tableFévrier[[#This Row],[Fusion]],tableOctobre[Fusion],0)+1,\"Non trouvé\")","v":"Non trouvé"},null,7110,null,7110]
["ADECMC112_055","Conductivité sortie skid gamme basse","U_METROLOGIE    18","Vérification CURATIVE conductivité circuit","AME","DEF","U421DEAE","11U","491 370,00","2050-01-01",0,1,0,null,null,"BIOMED_ULIS",{"$error":"#NAME?"},{"$f":"IFERROR(\"Oui, à la ligne \" & MATCH(tableFévrier[[#This Row],[Fusion]],tableOctobre[Fusion],0)+1,\"Non trouvé\")","v":"Non trouvé"},null,7127,null,7127]
["EXTECHCMT87","Température voie 11 / TECHUR08","U_SANS   PREVENTIF","Sans   préventif","MC","AR","U200","AR",null,"3000-01-01",0,1,0,null,null,"BIOMED_ULIS",{"$error":"#NAME?"},{"$f":"IFERROR(\"Oui, à la ligne \" & MATCH(tableFévrier[[#This Row],[Fusion]],tableOctobre[Fusion],0)+1,\"Non trouvé\")","v":"Non trouvé"},null,7144,null,7144]
["EXTECHCMT70","Indication thermocouple voie 6 TECHUR02","U_SANS   PREVENTIF","Sans   préventif","MC","AR","U200","AR",null,"3000-01-01",0,1,0,null,null,"BIOMED_ULIS",{"$error":"#NAME?"},{"$f":"IFERROR(\"Oui, à la ligne \" & MATCH(tableFévrier[[#This Row],[Fusion]],tableOctobre[Fusion],0)+1,\"Non trouvé\")","v":"Non trouvé"},null,7161,null,7161]
["ADECMP123_079","Pression rétentat","U_METROLOGIE    15","Vérification CURATIVE pression","AME","DEF","U421DEAE","11U","85 724,00","3000-01-01",0,1,0,null,null,"BIOMED_ULIS",{"$error":"#NAME?"},{"$f":"IFERROR(\"Oui, à la ligne \" & MATCH(tableFévrier[[#This Row],[Fusion]],tableOctobre[Fusion],0)+1,\"Non trouvé\")","v":"Non trouvé"},null,7178,null,7178]
["EXTECHCMT185","Collecteur T°C  COX-TRACER n° 0432-243","U_SANS   PREVENTIF","Sans   préventif","MC","AR","U720","AR",null,"3000-01-01",0,1,0,null,null,"BIOMED_ULIS",{"$error":"#NAME?"},{"$f":"IFERROR(\"Oui, à la ligne \" & MATCH(tableFévrier[[#This Row],[Fusion]],tableOctobre[Fusion],0)+1,\"Non trouvé\")","v":"Non trouvé"},null,7195,null,7195]
["EXTECHCMT112","Collecteur T°C EBRO n°10038566","U_SANS   PREVENTIF","Sans   préventif","MC","AR","U720","AR",null,"3000-01-01",0,1,0,null,null,"BIOMED_ULIS",{"$error":"#NAME?"},{"$f":"IFERROR(\"Oui, à la ligne \" & MATCH(tableFévrier[[#This Row],[Fusion]],tableOctobre[Fusion],0)+1,\"Non trouvé\")","v":"Non trouvé"},null,7212,null,7212]
["EXTECHCMT111","Collecteur T°C EBRO n°10038564","U_SANS   PREVENTIF","Sans   préventif","MC","AR","U720","AR",null,"3000-01-01",0,1,0,null,null,"BIOMED_ULIS",{"$error":"#NAME?"},{"$f":"IFERROR(\"Oui, à la ligne \" & MATCH(tableFévrier[[#This Row],[Fusion]],tableOctobre[Fusion],0)+1,\"Non trouvé\")","v":"Non trouvé"},null,7213,null,7213]
["EXTECHCMM02","Flacon étalon d'humidité11,3%HR","U_SANS   PREVENTIF","Sans   préventif","MC","AR","U200","AR",null,"3000-01-01",0,1,0,null,null,"BIOMED_ULIS",{"$error":"#NAME?"},{"$f":"IFERROR(\"Oui, à la ligne \" & MATCH(tableFévrier[[#This Row],[Fusion]],tableOctobre[Fusion],0)+1,\"Non trouvé\")","v":"Non trouvé"},null,7230,null,7230]
["OPLCMM15","Enreg. Hygro. OPLETUV08/BAT01ARM03","U_METR000023","Vérification PERIODIQUE hygrométrique","MPS","AR","U601OPL","20U","580 108,00","2024-03-07",3,1,0,52,1,"BIOMED_ULIS",{"$error":"#NAME?"},{"$f":"IFERROR(\"Oui, à la ligne \" & MATCH(tableFévrier[[#This Row],[Fusion]],tableOctobre[Fusion],0)+1,\"Non trouvé\")","v":"Non trouvé"},null,7247,null,7247]
["CBCMT65","Thermomètre EBRO n° 62404266","U_METR000012","Vérification PERIODIQUE température","MPS","DEF","U855","70U","587 299,00","2024-02-28",3,1,0,365,0,"BIOTECH_ULIS",{"$error":"#NAME?"},{"$f":"IFERROR(\"Oui, à la ligne \" & MATCH(tableFévrier[[#This Row],[Fusion]],tableOctobre[Fusion],0)+1,\"Non trouvé\")","v":"Non trouvé"},null,7264,null,7264]
["ADECMF124_037","Débit filtrat","U_METROLOGIE    11","Vérification CURATIVE de débit","AME","DEF","U421DEAE","11U","86 963,00","3000-01-01",0,1,0,null,null,"BIOMED_ULIS",{"$error":"#NAME?"},{"$f":"IFERROR(\"Oui, à la ligne \" & MATCH(tableFévrier[[#This Row],[Fusion]],tableOctobre[Fusion],0)+1,\"Non trouvé\")","v":"Non trouvé"},null,7281,null,7281]
["ADECMT125_007","Aff. regul. enreg temp cuve UF ADEUF125","U_METROLOGIE    12","Vérification CURATIVE température","AME","DEF","U421DEAE","11U","87 165,00","3000-01-01",0,1,0,null,null,"BIOMED_ULIS",{"$error":"#NAME?"},{"$f":"IFERROR(\"Oui, à la ligne \" & MATCH(tableFévrier[[#This Row],[Fusion]],tableOctobre[Fusion],0)+1,\"Non trouvé\")","v":"Non trouvé"},null,7298,null,7298]
["SECUEVAC02","Réseau sirènes d'évacuation","U_AVEC","Gammes à associer","MPS","AR","U130","AR",null,"2020-12-31",0,1,0,null,null,"BIOMED_ULIS",{"$error":"#NAME?"},{"$f":"IFERROR(\"Oui, à la ligne \" & MATCH(tableFévrier[[#This Row],[Fusion]],tableOctobre[Fusion],0)+1,\"Non trouvé\")","v":"Non trouvé"},null,7315,null,7315]
["ADECMP113_024","Pression amont filtres","U_METROLOGIE    15","Vérification CURATIVE pression","AME","DEF","U421DEAE","11U","87 899,00","3000-01-01",0,1,0,null,null,"BIOMED_ULIS",{"$error":"#NAME?"},{"$f":"IFERROR(\"Oui, à la ligne \" & MATCH(tableFévrier[[#This Row],[Fusion]],tableOctobre[Fusion],0)+1,\"Non trouvé\")","v":"Non trouvé"},null,7332,null,7332]
["MFPRCMT48","Enreg. T° ambiance MFPRCF1159 /BAT01ARM06","U_METROLOGIE    12","Vérification CURATIVE température","MC","DEF","U868","70U","417 932,00","2050-01-01",0,1,0,null,null,"BIOTECH_ULIS",{"$error":"#NAME?"},{"$f":"IFERROR(\"Oui, à la ligne \" & MATCH(tableFévrier[[#This Row],[Fusion]],tableOctobre[Fusion],0)+1,\"Non trouvé\")","v":"Non trouvé"},null,7349,null,7349]
["RF04","Prod. fluide frigo. - 40°C c.froide R&D","U_FROID000044","Visite du réseau froid suite à une fuite","MPC","DEF","U222RF","10U",null,"2049-06-27",0,1,0,null,null,"BIOMED_ULIS",{"$error":"#NAME?"},{"$f":"IFERROR(\"Oui, à la ligne \" & MATCH(tableFévrier[[#This Row],[Fusion]],tableOctobre[Fusion],0)+1,\"Non trouvé\")","v":"Non trouvé"},null,7366,null,7366]
["RF32","Production fluide frigorigène n°3 GW0","U_FROID000044","Visite du réseau froid suite à une fuite","MPC","DEF","U222RF","10U",null,"2049-06-27",0,1,0,null,null,"BIOMED_ULIS",{"$error":"#NAME?"},{"$f":"IFERROR(\"Oui, à la ligne \" & MATCH(tableFévrier[[#This Row],[Fusion]],tableOctobre[Fusion],0)+1,\"Non trouvé\")","v":"Non trouvé"},null,7382,null,7382]
["ADECMS143_012","Mesure vitesse agitatation cuve ADER143_070","U_METROLOGIE    14","Vérification CURATIVE mesure vitesse","AME","DEF","U421DEAE","11U","95 803,00","3000-01-01",0,1,0,null,null,"BIOMED_ULIS",{"$error":"#NAME?"},{"$f":"IFERROR(\"Oui, à la ligne \" & MATCH(tableFévrier[[#This Row],[Fusion]],tableOctobre[Fusion],0)+1,\"Non trouvé\")","v":"Non trouvé"},null,7399,null,7399]
["ADECMF122_048","Débit rétentat","U_METR000011","Vérification PERIODIQUE de débit","MPS","AR","U421DEAE","11U","613 734,00","2024-09-14",3,1,0,365,0,"BIOMED_ULIS",{"$error":"#NAME?"},{"$f":"IFERROR(\"Oui, à la ligne \" & MATCH(tableFévrier[[#This Row],[Fusion]],tableOctobre[Fusion],0)+1,\"Non trouvé\")","v":"Non trouvé"},null,7416,null,7416]
["UDA1LAB09","Image Scanner SDS","U_LABO000007","Vérification périodique","MPS","DEF","U855","70U","590 748,00","2024-03-16",3,1,0,52,1,"BIOTECH_ULIS",{"$error":"#NAME?"},{"$f":"IFERROR(\"Oui, à la ligne \" & MATCH(tableFévrier[[#This Row],[Fusion]],tableOctobre[Fusion],0)+1,\"Non trouvé\")","v":"Non trouvé"},null,7433,null,7433]
["RF52EVA02","Evaporateur Raffel n°2 -40°C","U_SANS PREVENTIF","SANS PREVENTIF","MC","AR","U222RF","AR",null,"2049-12-20",0,1,0,null,null,"BIOMED_ULIS",{"$error":"#NAME?"},{"$f":"IFERROR(\"Oui, à la ligne \" & MATCH(tableFévrier[[#This Row],[Fusion]],tableOctobre[Fusion],0)+1,\"Non trouvé\")","v":"Non trouvé"},null,7450,null,7450]
["RF55EVA01","Evaporateur multitubulaire","U_SANS PREVENTIF","SANS PREVENTIF","MC","AR","U222RF","AR",null,"2049-12-20",0,1,0,null,null,"BIOMED_ULIS",{"$error":"#NAME?"},{"$f":"IFERROR(\"Oui, à la ligne \" & MATCH(tableFévrier[[#This Row],[Fusion]],tableOctobre[Fusion],0)+1,\"Non trouvé\")","v":"Non trouvé"},null,7467,null,7467]
["RF54/55ARM01","Armoire éléctrique RF54/55","U_SANS PREVENTIF","SANS PREVENTIF","MC","AR","U222RF","AR",null,"2049-12-20",0,1,0,null,null,"BIOMED_ULIS",{"$error":"#NAME?"},{"$f":"IFERROR(\"Oui, à la ligne \" & MATCH(tableFévrier[[#This Row],[Fusion]],tableOctobre[Fusion],0)+1,\"Non trouvé\")","v":"Non trouvé"},null,7468,null,7468]
["RF52CMT002","T° Aspiration RF52EVA01","U_SANS PREVENTIF","SANS PREVENTIF","MC","AR","U222RF","AR",null,"2049-12-20",0,1,0,null,null,"BIOMED_ULIS",{"$error":"#NAME?"},{"$f":"IFERROR(\"Oui, à la ligne \" & MATCH(tableFévrier[[#This Row],[Fusion]],tableOctobre[Fusion],0)+1,\"Non trouvé\")","v":"Non trouvé"},null,7485,null,7485]
["BAT08CMP206","Enregistrement Pression en 8RC206","U_METROLOGIE    15","Vérification CURATIVE pression","MC","DEF","U421DEAE","10U","88 879,00","3000-01-01",0,1,0,null,null,"BIOMED_ULIS",{"$error":"#NAME?"},{"$f":"IFERROR(\"Oui, à la ligne \" & MATCH(tableFévrier[[#This Row],[Fusion]],tableOctobre[Fusion],0)+1,\"Non trouvé\")","v":"Non trouvé"},null,7502,null,7502]
["BAT08CMP227","Enregistrement Pression en 8RC227","U_METROLOGIE    15","Vérification CURATIVE pression","MC","DEF","U421DEAE","10U","88 898,00","3000-01-01",0,1,0,null,null,"BIOMED_ULIS",{"$error":"#NAME?"},{"$f":"IFERROR(\"Oui, à la ligne \" & MATCH(tableFévrier[[#This Row],[Fusion]],tableOctobre[Fusion],0)+1,\"Non trouvé\")","v":"Non trouvé"},null,7519,null,7519]
["EXDWCMP07","Mesure pression eau brute","U_METR000015","Vérification PERIODIQUE pression","MPS","DEF","U222PW","11U","123 446,00","2049-07-16",0,1,0,null,null,"BIOMED_ULIS",{"$error":"#NAME?"},{"$f":"IFERROR(\"Oui, à la ligne \" & MATCH(tableFévrier[[#This Row],[Fusion]],tableOctobre[Fusion],0)+1,\"Non trouvé\")","v":"Non trouvé"},null,7536,null,7536]
["BAT08CMP220","Enregistrement Pression en 8RC220","U_METR000015","Vérification PERIODIQUE pression","MPS","AR","U421DEAE","10U","587 631,00","2024-03-21",3,1,0,52,1,"BIOMED_ULIS",{"$f":"_xlfn.TEXTJOIN(\"\",TRUE,A7554:D7554,H7554,N7554)","v":{"$error":"#NAME?"}},{"$f":"IFERROR(\"Oui, à la ligne \" & MATCH(tableFévrier[[#This Row],[Fusion]],tableOctobre[Fusion],0)+1,\"Non trouvé\")","v":"Non trouvé"},null,7553,null,7553]
["EXAC10F35","Filtration terminale clim pièce 8RC143","U_CLIM000138","Remplacement filtre HEPA","MPS","CLIM","U222AC","10U","444 710,00","2025-07-28",2,1,0,"2 190,00",0,"BIOMED_ULIS",{"$error":"#NAME?"},{"$f":"IFERROR(\"Oui, à la ligne \" & MATCH(tableFévrier[[#This Row],[Fusion]],tableOctobre[Fusion],0)+1,\"Non trouvé\")","v":"Non trouvé"},null,7570,null,7570]
["GAMCMP58","Régulation pression entrée UF","U_METROLOGIE    15","Vérification CURATIVE pression","AME","DEF","U441","11U","89 153,00","3000-01-01",0,1,0,null,null,"BIOMED_ULIS",{"$error":"#NAME?"},{"$f":"IFERROR(\"Oui, à la ligne \" & MATCH(tableFévrier[[#This Row],[Fusion]],tableOctobre[Fusion],0)+1,\"Non trouvé\")","v":"Non trouvé"},null,7587,null,7587]
["ADECMT123_007","Aff. regul. enreg temp cuve UF ADEUF123","U_METR000012","Vérification PERIODIQUE température","MPS","DEF","U421DEAE","11U","627 717,00","2025-02-01",3,1,0,52,1,"BIOMED_ULIS",{"$error":"#NAME?"},{"$f":"IFERROR(\"Oui, à la ligne \" & MATCH(tableFévrier[[#This Row],[Fusion]],tableOctobre[Fusion],0)+1,\"Non trouvé\")","v":"Non trouvé"},null,7604,null,7604]
["UPILCMF01","Débimètre ABB n°DL53/004341- Pompe UPILPP01","U_METR000011","Vérification PERIODIQUE de débit","MPS","DEF","U851","70U","614 189,00","2024-09-15",3,1,0,52,1,"BIOTECH_ULIS",{"$error":"#NAME?"},{"$f":"IFERROR(\"Oui, à la ligne \" & MATCH(tableFévrier[[#This Row],[Fusion]],tableOctobre[Fusion],0)+1,\"Non trouvé\")","v":"Non trouvé"},null,7621,null,7621]
["ADECMP124_035","Pression filtrat","U_METR000015","Vérification PERIODIQUE pression","MPS","DEF","U421DEAE","11U","627 711,00","2025-02-01",3,1,0,52,1,"BIOMED_ULIS",{"$error":"#NAME?"},{"$f":"IFERROR(\"Oui, à la ligne \" & MATCH(tableFévrier[[#This Row],[Fusion]],tableOctobre[Fusion],0)+1,\"Non trouvé\")","v":"Non trouvé"},null,7628,null,7628]
["IS1CHD02","Chaudière vapeur PMS 12 bars 4,5 MWatts","U_CONT000051","Contrôle semestriel autocontrôle","MPS","DEF","U222IS","15U","560 318,00","2023-04-13",3,60,0,26,1,"BIOMED_ULIS",{"$error":"#NAME?"},{"$f":"IFERROR(\"Oui, à la ligne \" & MATCH(tableFévrier[[#This Row],[Fusion]],tableOctobre[Fusion],0)+1,\"Non trouvé\")","v":"Non trouvé"},null,7654,null,7654]
["WFISBD106","Ss boucle PPI uf albumine 8RC45/46/70/76","U_CURA056542","Déf T° haut","CON","AR","U236WFI","11U","129 143,00","3000-01-01",0,1,0,null,null,"BIOMED_ULIS",{"$error":"#NAME?"},{"$f":"IFERROR(\"Oui, à la ligne \" & MATCH(tableFévrier[[#This Row],[Fusion]],tableOctobre[Fusion],0)+1,\"Non trouvé\")","v":"Non trouvé"},null,7671,null,7671]
["TECHUR10","Collecteur de mesures Jumo LogoScreen","U_SANS   PREVENTIF","Sans   préventif","MC","AR","U108","AR",null,"2049-12-31",0,1,0,null,null,"BIOMED_ULIS",{"$error":"#NAME?"},{"$f":"IFERROR(\"Oui, à la ligne \" & MATCH(tableFévrier[[#This Row],[Fusion]],tableOctobre[Fusion],0)+1,\"Non trouvé\")","v":"Non trouvé"},null,7688,null,7688]
["TAMCMP113_148","Pression aval pompe tampon","U_METR000015","Vérification PERIODIQUE pression","MPS","DEF","U421DEAE","11U","598 205,00","2024-05-08",3,1,0,365,0,"BIOMED_ULIS",{"$error":"#NAME?"},{"$f":"IFERROR(\"Oui, à la ligne \" & MATCH(tableFévrier[[#This Row],[Fusion]],tableOctobre[Fusion],0)+1,\"Non trouvé\")","v":"Non trouvé"},null,7705,null,7705]
["OPLETUV21","Enceinte climatique POL-EKO n° 570BC11062","U_AVEC","Gammes à associer","MPS","AR","U601OPL","AR",null,"2020-12-31",0,1,0,null,null,"BIOMED_ULIS",{"$error":"#NAME?"},{"$f":"IFERROR(\"Oui, à la ligne \" & MATCH(tableFévrier[[#This Row],[Fusion]],tableOctobre[Fusion],0)+1,\"Non trouvé\")","v":"Non trouvé"},null,7722,null,7722]
["OPLCMT115","Enreg. temp étuve OPLETUV21/BAT01ARM02","U_METROLOGIE    12","Vérification CURATIVE température","MC","DEF","U601OPL","20U","91 176,00","3000-01-01",0,1,0,null,null,"BIOMED_ULIS",{"$error":"#NAME?"},{"$f":"IFERROR(\"Oui, à la ligne \" & MATCH(tableFévrier[[#This Row],[Fusion]],tableOctobre[Fusion],0)+1,\"Non trouvé\")","v":"Non trouvé"},null,7723,null,7723]
["UDA1CMQ46","Pipet-lite LTS","U_SANS   PREVENTIF","Sans   préventif","MC","AR","U855","AR",null,"2011-10-27",0,1,0,null,null,"BIOTECH_ULIS",{"$error":"#NAME?"},{"$f":"IFERROR(\"Oui, à la ligne \" & MATCH(tableFévrier[[#This Row],[Fusion]],tableOctobre[Fusion],0)+1,\"Non trouvé\")","v":"Non trouvé"},null,7740,null,7740]
["UDA1CMQ78","Pipet-lite LTS","U_SANS   PREVENTIF","Sans   préventif","MC","AR","U855","AR",null,"2011-10-28",0,1,0,null,null,"BIOTECH_ULIS",{"$error":"#NAME?"},{"$f":"IFERROR(\"Oui, à la ligne \" & MATCH(tableFévrier[[#This Row],[Fusion]],tableOctobre[Fusion],0)+1,\"Non trouvé\")","v":"Non trouvé"},null,7757,null,7757]
["EXOPLCMT46","Enreg temp congélateur OPLCONG11/OPLUR04","U_SANS   PREVENTIF","Sans   préventif","MC","AR","U601OPL","AR",null,"2011-11-03",0,1,0,null,null,"BIOMED_ULIS",{"$error":"#NAME?"},{"$f":"IFERROR(\"Oui, à la ligne \" & MATCH(tableFévrier[[#This Row],[Fusion]],tableOctobre[Fusion],0)+1,\"Non trouvé\")","v":"Non trouvé"},null,7774,null,7774]
["OPLCMT115","Enreg. temp étuve OPLETUV21/BAT01ARM02","U_METR000012","Vérification PERIODIQUE température","MPS","DEF","U601OPL","20U","568 602,00","2023-10-12",3,1,0,52,1,"BIOMED_ULIS",{"$error":"#NAME?"},{"$f":"IFERROR(\"Oui, à la ligne \" & MATCH(tableFévrier[[#This Row],[Fusion]],tableOctobre[Fusion],0)+1,\"Non trouvé\")","v":"Non trouvé"},null,7791,null,7791]
["EXANIFL27","Hotte à flux laminaire unité n°27","U_SANS   PREVENTIF","Sans   préventif","MC","AR","U881USNC","AR",null,"2011-11-14",0,1,0,null,null,"BIOTECH_ULIS",{"$error":"#NAME?"},{"$f":"IFERROR(\"Oui, à la ligne \" & MATCH(tableFévrier[[#This Row],[Fusion]],tableOctobre[Fusion],0)+1,\"Non trouvé\")","v":"Non trouvé"},null,7808,null,7808]
["AC25F11","Filtre terminale 8RC207","U_CLIM000138","Remplacement filtre HEPA","MPS","CLIM","U222AC","10U","480 896,00","2026-07-14T16:03:00",2,1,0,"2 190,00",0,"BIOMED_ULIS",{"$error":"#NAME?"},{"$f":"IFERROR(\"Oui, à la ligne \" & MATCH(tableFévrier[[#This Row],[Fusion]],tableOctobre[Fusion],0)+1,\"Non trouvé\")","v":"Non trouvé"},null,7825,null,7825]
["AC25F25","Filtre terminale 8RC210","U_CLIM000138","Remplacement filtre HEPA","MPS","CLIM","U222AC","10U","480 908,00","2026-07-15T16:21:00",2,1,0,"2 190,00",0,"BIOMED_ULIS",{"$error":"#NAME?"},{"$f":"IFERROR(\"Oui, à la ligne \" & MATCH(tableFévrier[[#This Row],[Fusion]],tableOctobre[Fusion],0)+1,\"Non trouvé\")","v":"Non trouvé"},null,7842,null,7842]
["AC25F44","Filtre terminale 8RC 223","U_CLIM000138","Remplacement filtre HEPA","MPS","CLIM","U222AC","10U","480 925,00","2026-07-15T17:07:00",2,1,0,"2 190,00",0,"BIOMED_ULIS",{"$error":"#NAME?"},{"$f":"IFERROR(\"Oui, à la ligne \" & MATCH(tableFévrier[[#This Row],[Fusion]],tableOctobre[Fusion],0)+1,\"Non trouvé\")","v":"Non trouvé"},null,7859,null,7859]
["AC25F61","Filtre terminale 8RC228","U_CLIM000138","Remplacement filtre HEPA","MPS","CLIM","U222AC","10U","480 968,00","2026-07-16T17:34:00",2,1,0,"2 190,00",0,"BIOMED_ULIS",{"$error":"#NAME?"},{"$f":"IFERROR(\"Oui, à la ligne \" & MATCH(tableFévrier[[#This Row],[Fusion]],tableOctobre[Fusion],0)+1,\"Non trouvé\")","v":"Non trouvé"},null,7876,null,7876]
["AC26F19","Filtre terminale 8RC215","U_CLIM000138","Remplacement filtre HEPA","MPS","CLIM","U222AC","10U","521 127,00","2027-07-27",2,1,0,"2 190,00",0,"BIOMED_ULIS",{"$error":"#NAME?"},{"$f":"IFERROR(\"Oui, à la ligne \" & MATCH(tableFévrier[[#This Row],[Fusion]],tableOctobre[Fusion],0)+1,\"Non trouvé\")","v":"Non trouvé"},null,7893,null,7893]
["AC26F36","Filtre terminale 8RC218","U_CLIM000138","Remplacement filtre HEPA","MPS","CLIM","U222AC","10U","521 144,00","2027-07-27",2,1,0,"2 190,00",0,"BIOMED_ULIS",{"$error":"#NAME?"},{"$f":"IFERROR(\"Oui, à la ligne \" & MATCH(tableFévrier[[#This Row],[Fusion]],tableOctobre[Fusion],0)+1,\"Non trouvé\")","v":"Non trouvé"},null,7910,null,7910]
["AC26F49","Filtre terminale 8RC226","U_CLIM000138","Remplacement filtre HEPA","MPS","CLIM","U222AC","10U","521 157,00","2027-07-28",2,1,0,"2 190,00",0,"BIOMED_ULIS",{"$error":"#NAME?"},{"$f":"IFERROR(\"Oui, à la ligne \" & MATCH(tableFévrier[[#This Row],[Fusion]],tableOctobre[Fusion],0)+1,\"Non trouvé\")","v":"Non trouvé"},null,7922,null,7922]
["EXANICMT43","Enregist température ANIREF11/GTC","U_SANS   PREVENTIF","Sans   préventif","MC","AR","U881USNC","AR",null,"2011-11-16",0,1,0,null,null,"BIOTECH_ULIS",{"$error":"#NAME?"},{"$f":"IFERROR(\"Oui, à la ligne \" & MATCH(tableFévrier[[#This Row],[Fusion]],tableOctobre[Fusion],0)+1,\"Non trouvé\")","v":"Non trouvé"},null,7943,null,7943]
["EXANICMW030","Balance Mettler 240g/0,1mg","U_SANS   PREVENTIF","Sans   préventif","MC","AR","U881USNC","AR",null,"2011-11-17",0,1,0,null,null,"BIOTECH_ULIS",{"$error":"#NAME?"},{"$f":"IFERROR(\"Oui, à la ligne \" & MATCH(tableFévrier[[#This Row],[Fusion]],tableOctobre[Fusion],0)+1,\"Non trouvé\")","v":"Non trouvé"},null,7960,null,7960]
["CQBREF02","Réfrigérateur Liebherr n°79.621.970.9","U_SANS   PREVENTIF","Sans   préventif","MC","DEF","U084","70U",null,"3000-01-01",0,1,0,null,null,"BIOTECH_ULIS",{"$error":"#NAME?"},{"$f":"IFERROR(\"Oui, à la ligne \" & MATCH(tableFévrier[[#This Row],[Fusion]],tableOctobre[Fusion],0)+1,\"Non trouvé\")","v":"Non trouvé"},null,7977,null,7977]
["CQBCMT09","Enreg température CQBREF01","U_METROLOGIE    12","Vérification CURATIVE température","MC","DEF","U633","71U","92 376,00","3000-01-01",0,1,0,null,null,"BIOTECH_ULIS",{"$error":"#NAME?"},{"$f":"IFERROR(\"Oui, à la ligne \" & MATCH(tableFévrier[[#This Row],[Fusion]],tableOctobre[Fusion],0)+1,\"Non trouvé\")","v":"Non trouvé"},null,7978,null,7978]
["EXUDA1CMQ59","Pipet-lite LTS","U_SANS   PREVENTIF","Sans   préventif","MC","AR","U855","AR",null,"2011-11-28",0,1,0,null,null,"BIOTECH_ULIS",{"$error":"#NAME?"},{"$f":"IFERROR(\"Oui, à la ligne \" & MATCH(tableFévrier[[#This Row],[Fusion]],tableOctobre[Fusion],0)+1,\"Non trouvé\")","v":"Non trouvé"},null,7995,null,7995]
["UDA4GHT01","Générateur d'Electrophorèse n° B6003934","U_SANS   PREVENTIF","Sans   préventif","MC","DEF","U855","70U",null,"3000-01-01",0,1,0,null,null,"BIOTECH_ULIS",{"$error":"#NAME?"},{"$f":"IFERROR(\"Oui, à la ligne \" & MATCH(tableFévrier[[#This Row],[Fusion]],tableOctobre[Fusion],0)+1,\"Non trouvé\")","v":"Non trouvé"},null,8012,null,8012]
["BAT08ASC06","Ascenseur monte charges aile nord B8","U_CONTROLES","Travaux remise en état suite vérification réglementaire","MC","DEF","U235BATU","13U","109 939,00","3000-01-01",0,1,0,null,null,"BIOMED_ULIS",{"$error":"#NAME?"},{"$f":"IFERROR(\"Oui, à la ligne \" & MATCH(tableFévrier[[#This Row],[Fusion]],tableOctobre[Fusion],0)+1,\"Non trouvé\")","v":"Non trouvé"},null,8029,null,8029]
["ALBR71","Cuve tampon","U_CONTROLES","Travaux remise en état suite vérification réglementaire","MC","DEF","U440","11U","151 028,00","3000-01-01",0,1,0,null,null,"BIOMED_ULIS",{"$error":"#NAME?"},{"$f":"IFERROR(\"Oui, à la ligne \" & MATCH(tableFévrier[[#This Row],[Fusion]],tableOctobre[Fusion],0)+1,\"Non trouvé\")","v":"Non trouvé"},null,8046,null,8046]
["BATAXASC10","Ascenseur magasin axe rue","U_CONTROLES","Travaux remise en état suite vérification réglementaire","MC","DEF","U235BATU","13U","154 065,00","3000-01-01",0,1,0,null,null,"BIOMED_ULIS",{"$error":"#NAME?"},{"$f":"IFERROR(\"Oui, à la ligne \" & MATCH(tableFévrier[[#This Row],[Fusion]],tableOctobre[Fusion],0)+1,\"Non trouvé\")","v":"Non trouvé"},null,8063,null,8063]
["MGGCEL08","Chariot élévateur","U_CONTROLES","Travaux remise en état suite vérification réglementaire","MC","DEF","U168","11U",null,"3000-01-01",0,1,0,null,null,"BIOMED_ULIS",{"$error":"#NAME?"},{"$f":"IFERROR(\"Oui, à la ligne \" & MATCH(tableFévrier[[#This Row],[Fusion]],tableOctobre[Fusion],0)+1,\"Non trouvé\")","v":"Non trouvé"},null,8080,null,8080]
["PLAGER06","Gerbeur électrique","U_CONTROLES","Travaux remise en état suite vérification réglementaire","MC","DEF","U440LEV","11U","574 950,00","3000-01-01",0,1,0,null,null,"BIOMED_ULIS",{"$error":"#NAME?"},{"$f":"IFERROR(\"Oui, à la ligne \" & MATCH(tableFévrier[[#This Row],[Fusion]],tableOctobre[Fusion],0)+1,\"Non trouvé\")","v":"Non trouvé"},null,8097,null,8097]
["WFIR309","Condenseur primaire WFIDIST03","U_CONTROLES","Travaux remise en état suite vérification réglementaire","MC","DEF","U236WFI","11U",null,"3000-01-01",0,1,0,null,null,"BIOMED_ULIS",{"$error":"#NAME?"},{"$f":"IFERROR(\"Oui, à la ligne \" & MATCH(tableFévrier[[#This Row],[Fusion]],tableOctobre[Fusion],0)+1,\"Non trouvé\")","v":"Non trouvé"},null,8114,null,8114]
["UDA1CMQ55","Pipet-lite LTS","U_SANS   PREVENTIF","Sans   préventif","MC","AR","U855","AR",null,"2011-12-07",0,1,0,null,null,"BIOTECH_ULIS",{"$error":"#NAME?"},{"$f":"IFERROR(\"Oui, à la ligne \" & MATCH(tableFévrier[[#This Row],[Fusion]],tableOctobre[Fusion],0)+1,\"Non trouvé\")","v":"Non trouvé"},null,8131,null,8131]
["ADECMS165_018","Vitesse agitation cuve","U_METROLOGIE    14","Vérification CURATIVE mesure vitesse","AME","DEF","U421DEAE","11U","95 793,00","3000-01-01",0,1,0,null,null,"BIOMED_ULIS",{"$error":"#NAME?"},{"$f":"IFERROR(\"Oui, à la ligne \" & MATCH(tableFévrier[[#This Row],[Fusion]],tableOctobre[Fusion],0)+1,\"Non trouvé\")","v":"Non trouvé"},null,8148,null,8148]
["ADECMP174_009","Pression intérieur cuve","U_METROLOGIE    15","Vérification CURATIVE pression","AME","DEF","U421DEAE","11U","151 124,00","3000-01-01",0,1,0,null,null,"BIOMED_ULIS",{"$error":"#NAME?"},{"$f":"IFERROR(\"Oui, à la ligne \" & MATCH(tableFévrier[[#This Row],[Fusion]],tableOctobre[Fusion],0)+1,\"Non trouvé\")","v":"Non trouvé"},null,8165,null,8165]
["CQBCMT10","Enreg température CQBREF02","U_METR000012","Vérification PERIODIQUE température","MPS","DEF","U633","71U","375 248,00","2049-03-07",0,1,0,null,null,"BIOTECH_ULIS",{"$error":"#NAME?"},{"$f":"IFERROR(\"Oui, à la ligne \" & MATCH(tableFévrier[[#This Row],[Fusion]],tableOctobre[Fusion],0)+1,\"Non trouvé\")","v":"Non trouvé"},null,8182,null,8182]
["MGPPTA14","Porte automatique enroulement quai +15°C","U_CONTROLES","Travaux remise en état suite vérification réglementaire","MC","DEF","U406","13U","104 036,00","3000-01-01",0,1,0,null,null,"BIOMED_ULIS",{"$error":"#NAME?"},{"$f":"IFERROR(\"Oui, à la ligne \" & MATCH(tableFévrier[[#This Row],[Fusion]],tableOctobre[Fusion],0)+1,\"Non trouvé\")","v":"Non trouvé"},null,8199,null,8199]
["BAT08PTA02","Porte motorisée sectionnelle b8 quai n°10","U_CONTROLES","Travaux remise en état suite vérification réglementaire","MC","DEF","U200BATP","13U","381 809,00","2050-01-01",0,1,0,null,null,"BIOMED_ULIS",{"$error":"#NAME?"},{"$f":"IFERROR(\"Oui, à la ligne \" & MATCH(tableFévrier[[#This Row],[Fusion]],tableOctobre[Fusion],0)+1,\"Non trouvé\")","v":"Non trouvé"},null,8216,null,8216]
["AC82","Climatisation 2RC239","U_CLIM000207","Maintenance climatiseur","MPS","DEF","U222AC","10U","595 921,00","2024-06-03",3,1,0,52,1,"BIOMED_ULIS",{"$error":"#NAME?"},{"$f":"IFERROR(\"Oui, à la ligne \" & MATCH(tableFévrier[[#This Row],[Fusion]],tableOctobre[Fusion],0)+1,\"Non trouvé\")","v":"Non trouvé"},null,8232,null,8232]
["EXRIMLAV05","Laveur de microplaques Bio-Tek","U_AVEC","Gammes à associer","MPS","DEF","U624UAP","AR",null,"2049-12-31",0,1,0,null,null,"BIOMED_ULIS",{"$error":"#NAME?"},{"$f":"IFERROR(\"Oui, à la ligne \" & MATCH(tableFévrier[[#This Row],[Fusion]],tableOctobre[Fusion],0)+1,\"Non trouvé\")","v":"Non trouvé"},null,8233,null,8233]
["ALBR18","Cuve sortie produit n°1 UF2","U_CONT000016","Visite réglementaire PRESSION GAZ","MPS","DEF","U440","15U","525 139,00","2024-09-08",3,30,0,160,1,"BIOMED_ULIS",{"$error":"#NAME?"},{"$f":"IFERROR(\"Oui, à la ligne \" & MATCH(tableFévrier[[#This Row],[Fusion]],tableOctobre[Fusion],0)+1,\"Non trouvé\")","v":"Non trouvé"},null,8250,null,8250]
["ALBTRP01","Transpalette électrique sortie déchets","U_CONT000032","Visite réglementaire","MPS","DEF","U440LEV","15U","546 075,00","2023-03-11",3,30,0,52,1,"BIOMED_ULIS",{"$error":"#NAME?"},{"$f":"IFERROR(\"Oui, à la ligne \" & MATCH(tableFévrier[[#This Row],[Fusion]],tableOctobre[Fusion],0)+1,\"Non trouvé\")","v":"Non trouvé"},null,8267,null,8267]
["WFIR416","Colonne No7 du DIST04","U_CONT000013","Visite réglementaire pression/vapeur","MPS","DEF","U236WFI","15U","528 671,00","2024-10-28",3,1,0,160,1,"BIOMED_ULIS",{"$error":"#NAME?"},{"$f":"IFERROR(\"Oui, à la ligne \" & MATCH(tableFévrier[[#This Row],[Fusion]],tableOctobre[Fusion],0)+1,\"Non trouvé\")","v":"Non trouvé"},null,8284,null,8284]
["WFIR416","Colonne No7 du DIST04","U_CONT000017","Epreuve décennale pression/vapeur","MPS","REGL","U236WFI","15U","441 516,00","2029-03-02",3,30,0,520,1,"BIOMED_ULIS",{"$error":"#NAME?"},{"$f":"IFERROR(\"Oui, à la ligne \" & MATCH(tableFévrier[[#This Row],[Fusion]],tableOctobre[Fusion],0)+1,\"Non trouvé\")","v":"Non trouvé"},null,8301,null,8301]
["ADECMS170_018","Vitesse agitation cuve","U_METR000014","Vérification PERIODIQUE mesure vitesse","MPS","DEF","U421DEAE","11U","589 428,00","2024-03-08",3,1,0,365,0,"BIOMED_ULIS",{"$error":"#NAME?"},{"$f":"IFERROR(\"Oui, à la ligne \" & MATCH(tableFévrier[[#This Row],[Fusion]],tableOctobre[Fusion],0)+1,\"Non trouvé\")","v":"Non trouvé"},null,8318,null,8318]
["BAT08PTA21","Porte auto étanche PORTALP SAS 1SS55","U_CONT000052","Contrôle périodique porte 26S","MPS","DEF","U200BATP","13U","589 134,00","2023-10-16",3,1,0,26,1,"BIOMED_ULIS",{"$error":"#NAME?"},{"$f":"IFERROR(\"Oui, à la ligne \" & MATCH(tableFévrier[[#This Row],[Fusion]],tableOctobre[Fusion],0)+1,\"Non trouvé\")","v":"Non trouvé"},null,8335,null,8335]
["BAT01ASC04","Ascenseur monte charges droit B1","U_LEVA000011","Maintenance périodique ascenseur","MPS","DEF","U235BATU","13U","610 579,00","2024-12-29",3,1,0,365,0,"BIOMED_ULIS",{"$error":"#NAME?"},{"$f":"IFERROR(\"Oui, à la ligne \" & MATCH(tableFévrier[[#This Row],[Fusion]],tableOctobre[Fusion],0)+1,\"Non trouvé\")","v":"Non trouvé"},null,8352,null,8352]
["ADECMP125_022","Pression sortie pompe UF","U_METR000015","Vérification PERIODIQUE pression","MPS","DEF","U421DEAE","11U","616 572,00","2024-10-02",3,1,0,52,1,"BIOMED_ULIS",{"$error":"#NAME?"},{"$f":"IFERROR(\"Oui, à la ligne \" & MATCH(tableFévrier[[#This Row],[Fusion]],tableOctobre[Fusion],0)+1,\"Non trouvé\")","v":"Non trouvé"},null,8369,null,8369]
["BAT08PTA28","Porte auto coulis. FERMOD 8RC52/8RC226","U_CONTROLES","Travaux remise en état suite vérification réglementaire","MC","DEF","U200BATP","13U","159 872,00","2050-01-01",0,1,0,null,null,"BIOMED_ULIS",{"$error":"#NAME?"},{"$f":"IFERROR(\"Oui, à la ligne \" & MATCH(tableFévrier[[#This Row],[Fusion]],tableOctobre[Fusion],0)+1,\"Non trouvé\")","v":"Non trouvé"},null,8386,null,8386]
["BAT08PTA46","Porte auto coulis. FERMOD 8RC226/8RC223","U_CONTROLES","Travaux remise en état suite vérification réglementaire","MC","DEF","U200BATP","13U","153 733,00","3000-01-01",0,1,0,null,null,"BIOMED_ULIS",{"$error":"#NAME?"},{"$f":"IFERROR(\"Oui, à la ligne \" & MATCH(tableFévrier[[#This Row],[Fusion]],tableOctobre[Fusion],0)+1,\"Non trouvé\")","v":"Non trouvé"},null,8403,null,8403]
["OPLCMT95","Enreg. Temp. OPLCONG34/BAT01ARM05","U_METR000012","Vérification PERIODIQUE température","MPS","DEF","U601OPL","20U","628 844,00","2025-01-14",3,1,0,52,1,"BIOMED_ULIS",{"$error":"#NAME?"},{"$f":"IFERROR(\"Oui, à la ligne \" & MATCH(tableFévrier[[#This Row],[Fusion]],tableOctobre[Fusion],0)+1,\"Non trouvé\")","v":"Non trouvé"}]
["EPL2TRP01","Transpalette manuel n°1 grande levée","U_CONTROLES","Travaux remise en état suite vérification réglementaire","MC","DEF","U406","11U",null,"3000-01-01",0,1,0,null,null,"BIOMED_ULIS",{"$error":"#NAME?"},{"$f":"IFERROR(\"Oui, à la ligne \" & MATCH(tableFévrier[[#This Row],[Fusion]],tableOctobre[Fusion],0)+1,\"Non trouvé\")","v":"Non trouvé"},null,8437,null,8437]
["ALBR017","Cuve tampon","U_ELEC000019","Contrôle protection elect. cuve mobile","MPS","DEF","U440","11U","627 806,00","2024-08-13",3,1,0,26,1,"BIOMED_ULIS",{"$error":"#NAME?"},{"$f":"IFERROR(\"Oui, à la ligne \" & MATCH(tableFévrier[[#This Row],[Fusion]],tableOctobre[Fusion],0)+1,\"Non trouvé\")","v":"Non trouvé"},null,8454,null,8454]
["EXBAT08CMTSS25","Enregistrement température en 8SS25","U_SANS   PREVENTIF","Sans   préventif","MC","AR","U200BATP","AR",null,"2012-01-24",0,1,0,null,null,"BIOMED_ULIS",{"$error":"#NAME?"},{"$f":"IFERROR(\"Oui, à la ligne \" & MATCH(tableFévrier[[#This Row],[Fusion]],tableOctobre[Fusion],0)+1,\"Non trouvé\")","v":"Non trouvé"},null,8471,null,8471]
["EXSCCMT008","Collecteur mesures thermo tracer n°4700000020417321","U_SANS   PREVENTIF","Sans   préventif","MC","AR","U150","AR",null,"2012-01-27",0,1,0,null,null,"BIOMED_ULIS",{"$error":"#NAME?"},{"$f":"IFERROR(\"Oui, à la ligne \" & MATCH(tableFévrier[[#This Row],[Fusion]],tableOctobre[Fusion],0)+1,\"Non trouvé\")","v":"Non trouvé"},null,8488,null,8488]
["EXSCCMT024","Collecteur mesures thermo tracer n°A0000000221EB421","U_SANS   PREVENTIF","Sans   préventif","MC","AR","U150","AR",null,"2012-01-27",0,1,0,null,null,"BIOMED_ULIS",{"$error":"#NAME?"},{"$f":"IFERROR(\"Oui, à la ligne \" & MATCH(tableFévrier[[#This Row],[Fusion]],tableOctobre[Fusion],0)+1,\"Non trouvé\")","v":"Non trouvé"},null,8495,null,8495]
["EXSCCMT037","Collecteur mesures thermo tracer n°09000000266C2F21","U_SANS   PREVENTIF","Sans   préventif","MC","AR","U150","AR",null,"2012-01-27",0,1,0,null,null,"BIOMED_ULIS",{"$error":"#NAME?"},{"$f":"IFERROR(\"Oui, à la ligne \" & MATCH(tableFévrier[[#This Row],[Fusion]],tableOctobre[Fusion],0)+1,\"Non trouvé\")","v":"Non trouvé"},null,8505,null,8505]
["EXSCCMT055","Collecteur mesures thermo tracer n°FC00000026748A21","U_SANS   PREVENTIF","Sans   préventif","MC","AR","U150","AR",null,"2012-01-27",0,1,0,null,null,"BIOMED_ULIS",{"$error":"#NAME?"},{"$f":"IFERROR(\"Oui, à la ligne \" & MATCH(tableFévrier[[#This Row],[Fusion]],tableOctobre[Fusion],0)+1,\"Non trouvé\")","v":"Non trouvé"},null,8522,null,8522]
["EXSCCMT072","Collecteur mesures thermo tracer n°6200000028DB5421","U_SANS   PREVENTIF","Sans   préventif","MC","AR","U150","AR",null,"2012-01-27",0,1,0,null,null,"BIOMED_ULIS",{"$error":"#NAME?"},{"$f":"IFERROR(\"Oui, à la ligne \" & MATCH(tableFévrier[[#This Row],[Fusion]],tableOctobre[Fusion],0)+1,\"Non trouvé\")","v":"Non trouvé"},null,8539,null,8539]
["EXSCCMT089","Collecteur mesures thermo tracer n°4600000028F39821","U_SANS   PREVENTIF","Sans   préventif","MC","AR","U150","AR",null,"2012-01-27",0,1,0,null,null,"BIOMED_ULIS",{"$error":"#NAME?"},{"$f":"IFERROR(\"Oui, à la ligne \" & MATCH(tableFévrier[[#This Row],[Fusion]],tableOctobre[Fusion],0)+1,\"Non trouvé\")","v":"Non trouvé"},null,8556,null,8556]
["AC26F41","Filtre terminal 8RC226","U_CLIM000138","Remplacement filtre HEPA","MPS","CLIM","U222AC","10U","521 149,00","2027-07-28",2,1,0,"2 190,00",0,"BIOMED_ULIS",{"$error":"#NAME?"},{"$f":"IFERROR(\"Oui, à la ligne \" & MATCH(tableFévrier[[#This Row],[Fusion]],tableOctobre[Fusion],0)+1,\"Non trouvé\")","v":"Non trouvé"},null,8573,null,8573]
["UDP2REF12","Réfrigérateur / Congélateur","U_SANS   PREVENTIF","Sans   préventif","MC","AR","U851","AR",null,"3000-01-01",0,1,0,null,null,"BIOTECH_ULIS",{"$error":"#NAME?"},{"$f":"IFERROR(\"Oui, à la ligne \" & MATCH(tableFévrier[[#This Row],[Fusion]],tableOctobre[Fusion],0)+1,\"Non trouvé\")","v":"Non trouvé"},null,8590,null,8590]
["ADECMW002","Balance mettler 1500kg/0,1kg n°3168957","U_METR000004","Vérif. PERIODIQE balance 301/1500 Kgmax.","MPS","DEF","U421DEAE","11U","589 378,00","2024-02-29",3,1,0,52,1,"BIOMED_ULIS",{"$error":"#NAME?"},{"$f":"IFERROR(\"Oui, à la ligne \" & MATCH(tableFévrier[[#This Row],[Fusion]],tableOctobre[Fusion],0)+1,\"Non trouvé\")","v":"Non trouvé"},null,8607]
["EXANICMT24","Enreg température produit ANIAU602","U_SANS   PREVENTIF","Sans   préventif","MC","AR","U881USNC","AR",null,"2012-02-23",0,1,0,null,null,"BIOTECH_ULIS",{"$error":"#NAME?"},{"$f":"IFERROR(\"Oui, à la ligne \" & MATCH(tableFévrier[[#This Row],[Fusion]],tableOctobre[Fusion],0)+1,\"Non trouvé\")","v":"Non trouvé"},null,8624,null,8624]
["UDP1IMP08","Imprimante LCP45 1120302604 pour Balance Mettler","U_SANS   PREVENTIF","Sans   préventif","MC","AR","U851","70U",null,"3000-01-01",0,1,0,null,null,"BIOTECH_ULIS",{"$f":"_xlfn.TEXTJOIN(\"\",TRUE,A8642:D8642,H8642,N8642)","v":{"$error":"#NAME?"}},{"$f":"IFERROR(\"Oui, à la ligne \" & MATCH(tableFévrier[[#This Row],[Fusion]],tableOctobre[Fusion],0)+1,\"Non trouvé\")","v":"Non trouvé"},null,8641,null,8641]
["MFPRCMM06","Enreg Hygro MFPRETUV08 / BAT01ARM06","U_METROLOGIE    23","Vérification CURATIVE hygrométrique","MC","DEF","U868","70U","515 481,00","3000-01-01",0,1,0,null,null,"BIOTECH_ULIS",{"$error":"#NAME?"},{"$f":"IFERROR(\"Oui, à la ligne \" & MATCH(tableFévrier[[#This Row],[Fusion]],tableOctobre[Fusion],0)+1,\"Non trouvé\")","v":"Non trouvé"}]
["ISST48","Purgeur condensats vapeur indus. DIST04","U_CHAU000011","Vérification annuelle des purgeurs","MPS","AR","U222IS","11U","594 931,00","2024-04-08",3,21,1,365,0,"BIOMED_ULIS",{"$error":"#NAME?"},{"$f":"IFERROR(\"Oui, à la ligne \" & MATCH(tableFévrier[[#This Row],[Fusion]],tableOctobre[Fusion],0)+1,\"Non trouvé\")","v":"Non trouvé"},null,8675,null,8675]
["AC60CV60","Caisson de ventilation B3","U_CLIM000201","Contrôle CTA","MPS","AR","U222AC","10U","626 658,00","2024-02-29",3,1,0,30,0,"BIOMED_ULIS",{"$error":"#NAME?"},{"$f":"IFERROR(\"Oui, à la ligne \" & MATCH(tableFévrier[[#This Row],[Fusion]],tableOctobre[Fusion],0)+1,\"Non trouvé\")","v":"Non trouvé"},null,8692,null,8692]
["ADECMC123_045","Conductivité rétentat gamme basse","U_METR000018","Vérif. PERIODIQUE mesure conductivité circuit","MPS","DEF","U421DEAE","11U","627 699,00","2025-02-01",3,1,0,52,1,"BIOMED_ULIS",{"$error":"#NAME?"},{"$f":"IFERROR(\"Oui, à la ligne \" & MATCH(tableFévrier[[#This Row],[Fusion]],tableOctobre[Fusion],0)+1,\"Non trouvé\")","v":"Non trouvé"},null,8709,null,8709]
["WE10R010","Cuve de stockage 140 m3 surnageant éthan","U_CURA059871","Défaut niveau haut","CON","AR","U236PE","11U","381 522,00","2050-01-01",0,1,0,null,null,"BIOMED_ULIS",{"$error":"#NAME?"},{"$f":"IFERROR(\"Oui, à la ligne \" & MATCH(tableFévrier[[#This Row],[Fusion]],tableOctobre[Fusion],0)+1,\"Non trouvé\")","v":"Non trouvé"},null,8726,null,8726]
["INDUSOP09","Poste opérateur de FAC ZHV","U_SANS   PREVENTIF","Sans   préventif","MC","AR","U236DIV","AR",null,"2049-12-31",0,1,0,null,null,"BIOMED_ULIS",{"$error":"#NAME?"},{"$f":"IFERROR(\"Oui, à la ligne \" & MATCH(tableFévrier[[#This Row],[Fusion]],tableOctobre[Fusion],0)+1,\"Non trouvé\")","v":"Non trouvé"},null,8743,null,8743]
["EXINDUSOP08","Poste opérateur de FAC ZNHV","U_SANS   PREVENTIF","Sans   préventif","MC","AR","U236DIV","AR",null,"2049-12-31",0,1,0,null,null,"BIOMED_ULIS",{"$error":"#NAME?"},{"$f":"IFERROR(\"Oui, à la ligne \" & MATCH(tableFévrier[[#This Row],[Fusion]],tableOctobre[Fusion],0)+1,\"Non trouvé\")","v":"Non trouvé"},null,8744,null,8744]
["EXGTCPC05","Poste operateur poste de garde","U_SANS   PREVENTIF","Sans   préventif","MC","AR","U235GTC","AR",null,"2049-12-31",0,1,0,null,null,"BIOMED_ULIS",{"$error":"#NAME?"},{"$f":"IFERROR(\"Oui, à la ligne \" & MATCH(tableFévrier[[#This Row],[Fusion]],tableOctobre[Fusion],0)+1,\"Non trouvé\")","v":"Non trouvé"},null,8772,null,8772]
["PACONG03","Congélateur -20°C LIEBHERR n° 25-248-015-5","U_SANS   PREVENTIF","Sans   préventif","MC","AR","U880","70U",null,"3000-01-01",0,1,0,null,null,"BIOTECH_ULIS",{"$error":"#NAME?"},{"$f":"IFERROR(\"Oui, à la ligne \" & MATCH(tableFévrier[[#This Row],[Fusion]],tableOctobre[Fusion],0)+1,\"Non trouvé\")","v":"Non trouvé"},null,8777,null,8777]
["ADER174_001","Cuve mobile 643L avec double enveloppe","U_CONT000013","Visite réglementaire pression/vapeur","MPS","DEF","U421DEAE","15U","409 636,00","2049-12-13",0,30,0,null,null,"BIOMED_ULIS",{"$error":"#NAME?"},{"$f":"IFERROR(\"Oui, à la ligne \" & MATCH(tableFévrier[[#This Row],[Fusion]],tableOctobre[Fusion],0)+1,\"Non trouvé\")","v":"Non trouvé"},null,8794,null,8794]
["QCTSCMW01","Balance de précision","U_METROLOGIE    01","Vérification CURATIVE balance 0/30Kg","MC","AR","U855","70U","140 617,00","3000-01-01",0,1,0,null,null,"BIOTECH_ULIS",{"$error":"#NAME?"},{"$f":"IFERROR(\"Oui, à la ligne \" & MATCH(tableFévrier[[#This Row],[Fusion]],tableOctobre[Fusion],0)+1,\"Non trouvé\")","v":"Non trouvé"},null,8811,null,8811]
["ALBPSV17","Soupape n°961 carter de filtration alb","U_PROC000065","Remplacement des joints et tarage chez fournisseur","MPS","DEF","U440","11U","114 231,00","3000-01-01",0,21,0,null,null,"BIOMED_ULIS",{"$error":"#NAME?"},{"$f":"IFERROR(\"Oui, à la ligne \" & MATCH(tableFévrier[[#This Row],[Fusion]],tableOctobre[Fusion],0)+1,\"Non trouvé\")","v":"Non trouvé"},null,8828,null,8828]
["GW0BCMT01","Indicateur température cuves 700L","U_METROLOGIE    12","Vérification CURATIVE température","AME","DEF","U421DEAE","11U","552 779,00","3000-01-01",0,1,0,null,null,"BIOMED_ULIS",{"$error":"#NAME?"},{"$f":"IFERROR(\"Oui, à la ligne \" & MATCH(tableFévrier[[#This Row],[Fusion]],tableOctobre[Fusion],0)+1,\"Non trouvé\")","v":"Non trouvé"},null,8845,null,8845]
["OPLCMT105","Enreg. Temp. Cong. OPLREF04/BAT01ARM13","U_CURA060771","Fermeture réfrigérateur à réparer","MC","DEF","U601OPL","10U",null,"3000-01-01",0,1,0,null,null,"BIOMED_ULIS",{"$error":"#NAME?"},{"$f":"IFERROR(\"Oui, à la ligne \" & MATCH(tableFévrier[[#This Row],[Fusion]],tableOctobre[Fusion],0)+1,\"Non trouvé\")","v":"Non trouvé"},null,8862]
["ISST154_008","Purgeur cond. ligne skid thermique ADEAE","U_CHAU000011","Vérification annuelle des purgeurs","MPS","AR","U421DEAE","11U","594 924,00","2024-04-08",3,21,1,365,0,"BIOMED_ULIS",{"$error":"#NAME?"},{"$f":"IFERROR(\"Oui, à la ligne \" & MATCH(tableFévrier[[#This Row],[Fusion]],tableOctobre[Fusion],0)+1,\"Non trouvé\")","v":"Non trouvé"},null,8879,null,8879]
["BAT08TEL09","Table élévatrice production quai n°9","U_LEVA000009","Maintenance annuelle table élévatrice","MPS","DEF","U200BATP","15U","600 184,00","2024-03-20",3,30,0,52,1,"BIOMED_ULIS",{"$error":"#NAME?"},{"$f":"IFERROR(\"Oui, à la ligne \" & MATCH(tableFévrier[[#This Row],[Fusion]],tableOctobre[Fusion],0)+1,\"Non trouvé\")","v":"Non trouvé"},null,8896,null,8896]
["LPLCMT68","Enreg temp congélateur LPLCONG44/BAT01ARM02","U_METR000012","Vérification PERIODIQUE température","MPS","DEF","U602LPL","23U","580 432,00","2024-02-24",3,1,0,52,1,"BIOMED_ULIS",{"$error":"#NAME?"},{"$f":"IFERROR(\"Oui, à la ligne \" & MATCH(tableFévrier[[#This Row],[Fusion]],tableOctobre[Fusion],0)+1,\"Non trouvé\")","v":"Non trouvé"},null,8913,null,8913]
["EXOPLCMT84","Enreg temp OPLCONG40/OPLUR04","U_SANS   PREVENTIF","Sans   préventif","MC","AR","U601OPL","AR",null,"2049-12-31",0,1,0,null,null,"BIOMED_ULIS",{"$error":"#NAME?"},{"$f":"IFERROR(\"Oui, à la ligne \" & MATCH(tableFévrier[[#This Row],[Fusion]],tableOctobre[Fusion],0)+1,\"Non trouvé\")","v":"Non trouvé"},null,8930,null,8930]
["EXEPL2AU01","Autoclave découpe des tubulures","U_CONT000013","Visite réglementaire pression/vapeur","MPS","DEF","U406","15U","528 674,00","2049-10-17",0,30,0,null,null,"BIOMED_ULIS",{"$error":"#NAME?"},{"$f":"IFERROR(\"Oui, à la ligne \" & MATCH(tableFévrier[[#This Row],[Fusion]],tableOctobre[Fusion],0)+1,\"Non trouvé\")","v":"Non trouvé"},null,8947,null,8947]
["EXUDP1CMP06","Manomètre digital DP200 n°7414","U_SANS   PREVENTIF","Sans   préventif","MC","AR","U851","AR",null,"2012-08-27",0,1,0,null,null,"BIOTECH_ULIS",{"$error":"#NAME?"},{"$f":"IFERROR(\"Oui, à la ligne \" & MATCH(tableFévrier[[#This Row],[Fusion]],tableOctobre[Fusion],0)+1,\"Non trouvé\")","v":"Non trouvé"},null,8964,null,8964]
["EXOPLHF02","Détecteur de vide n°3/2691","U_SANS   PREVENTIF","Sans   préventif","MC","AR","U601OPL","AR",null,"2012-09-04",0,1,0,null,null,"BIOMED_ULIS",{"$error":"#NAME?"},{"$f":"IFERROR(\"Oui, à la ligne \" & MATCH(tableFévrier[[#This Row],[Fusion]],tableOctobre[Fusion],0)+1,\"Non trouvé\")","v":"Non trouvé"},null,8981,null,8981]
["UDP2CMT59","Thermomètre numérique EBRO n°62426323","U_METR000012","Vérification PERIODIQUE température","MPS","AR","U851","70U","622 620,00","2024-12-15",3,1,0,52,1,"BIOTECH_ULIS",{"$error":"#NAME?"},{"$f":"IFERROR(\"Oui, à la ligne \" & MATCH(tableFévrier[[#This Row],[Fusion]],tableOctobre[Fusion],0)+1,\"Non trouvé\")","v":"Non trouvé"},null,8998,null,8998]
["EXCBREF19","Armoire réfrigérée +4°C","U_SANS   PREVENTIF","Sans   préventif","MC","AR","U855","AR",null,"3000-01-01",0,1,0,null,null,"BIOTECH_ULIS",{"$error":"#NAME?"},{"$f":"IFERROR(\"Oui, à la ligne \" & MATCH(tableFévrier[[#This Row],[Fusion]],tableOctobre[Fusion],0)+1,\"Non trouvé\")","v":"Non trouvé"},null,8999,null,8999]
["EPL2FL10","Hotte flux laminaire Type II","U_CURA061543","Mise en service initiale et qualification","AME","AR","U406","10U","101 788,00","3000-01-01",0,1,0,null,null,"BIOMED_ULIS",{"$error":"#NAME?"},{"$f":"IFERROR(\"Oui, à la ligne \" & MATCH(tableFévrier[[#This Row],[Fusion]],tableOctobre[Fusion],0)+1,\"Non trouvé\")","v":"Non trouvé"},null,9016,null,9016]
["GAMELEV06","Elevateur terres reacteur GAMR42","U_CONTROLES","Travaux remise en état suite vérification réglementaire","MC","DEF","U441","11U",null,"3000-01-01",0,1,0,null,null,"BIOMED_ULIS",{"$error":"#NAME?"},{"$f":"IFERROR(\"Oui, à la ligne \" & MATCH(tableFévrier[[#This Row],[Fusion]],tableOctobre[Fusion],0)+1,\"Non trouvé\")","v":"Non trouvé"},null,9033,null,9033]
["EXCBFL13","Hotte flux laminaire (PSM) pièce 1217","U_LABO000006","Qualification périodique","MPS","DEF","U855","70U","498 051,00","3000-01-01",0,1,0,null,null,"BIOTECH_ULIS",{"$error":"#NAME?"},{"$f":"IFERROR(\"Oui, à la ligne \" & MATCH(tableFévrier[[#This Row],[Fusion]],tableOctobre[Fusion],0)+1,\"Non trouvé\")","v":"Non trouvé"},null,9051,null,9051]
["LPLCMT112","Enreg. Temp. LPLCONG41/BAT01ARM13","U_METROLOGIE    12","Vérification CURATIVE température","AME","DEF","U602LPL","23U","102 166,00","3000-01-01",0,1,0,null,null,"BIOMED_ULIS",{"$error":"#NAME?"},{"$f":"IFERROR(\"Oui, à la ligne \" & MATCH(tableFévrier[[#This Row],[Fusion]],tableOctobre[Fusion],0)+1,\"Non trouvé\")","v":"Non trouvé"},null,9066,null,9066]
["BAT10","Bâtiment 10 Ateliers et bureaux Services Techniques","U_BATI000028","Nettoyage atelier technique bâtiment","CON","DEF","U200","13U","441 370,00","3000-01-01",0,1,0,null,null,"BIOMED_ULIS",{"$error":"#NAME?"},{"$f":"IFERROR(\"Oui, à la ligne \" & MATCH(tableFévrier[[#This Row],[Fusion]],tableOctobre[Fusion],0)+1,\"Non trouvé\")","v":"Non trouvé"},null,9083,null,9083]
["LPLCMT102","Enreg. Temp. LPLCONG04/BAT01ARM13","U_METR000012","Vérification PERIODIQUE température","MPS","AR","U602LPL","23U","580 427,00","2024-02-15",3,1,0,52,1,"BIOMED_ULIS",{"$error":"#NAME?"},{"$f":"IFERROR(\"Oui, à la ligne \" & MATCH(tableFévrier[[#This Row],[Fusion]],tableOctobre[Fusion],0)+1,\"Non trouvé\")","v":"Non trouvé"},null,9100,null,9100]
["MCBCMC02","Conductimètre Mettler-Toledo B203639300","U_METROLOGIE    26","Vérification CURATIVE labo extérieur","MC","DEF","U640MCB","21U","103 056,00","3000-01-01",0,1,0,null,null,"BIOMED_ULIS",{"$error":"#NAME?"},{"$f":"IFERROR(\"Oui, à la ligne \" & MATCH(tableFévrier[[#This Row],[Fusion]],tableOctobre[Fusion],0)+1,\"Non trouvé\")","v":"Non trouvé"},null,9117,null,9117]
["RF43R01","Bouteil. 32l ce PS:25b PE:36,9b","U_FROI000028","Maintenance annuelle préalable au contrôle","MPS","DEF","U222RF","10U","114 593,00","3000-01-01",0,1,0,null,null,"BIOMED_ULIS",{"$error":"#NAME?"},{"$f":"IFERROR(\"Oui, à la ligne \" & MATCH(tableFévrier[[#This Row],[Fusion]],tableOctobre[Fusion],0)+1,\"Non trouvé\")","v":"Non trouvé"},null,9134,null,9134]
["TECHOUT68","Presse manuelle d'atelier","U_CONTROLES","Travaux remise en état suite vérification réglementaire","MC","DEF","U200","11U","104 082,00","3000-01-01",0,1,0,null,null,"BIOMED_ULIS",{"$error":"#NAME?"},{"$f":"IFERROR(\"Oui, à la ligne \" & MATCH(tableFévrier[[#This Row],[Fusion]],tableOctobre[Fusion],0)+1,\"Non trouvé\")","v":"Non trouvé"},null,9151,null,9151]
["ADECMW009","Masse autocontrole 10kg G0070","U_METROLOGIE    32","Vérif. CURATIVE masse autocontrôle","MC","DEF","U421DEAE","11U","103 431,00","3000-01-01",0,1,0,null,null,"BIOMED_ULIS",{"$error":"#NAME?"},{"$f":"IFERROR(\"Oui, à la ligne \" & MATCH(tableFévrier[[#This Row],[Fusion]],tableOctobre[Fusion],0)+1,\"Non trouvé\")","v":"Non trouvé"},null,9168,null,9168]
["EXRIMC10","Centrifugeuse de carte gel","U_SANS   PREVENTIF","Sans   préventif","MC","AR","U624UAP","AR",null,"2012-10-31",0,1,0,null,null,"BIOMED_ULIS",{"$error":"#NAME?"},{"$f":"IFERROR(\"Oui, à la ligne \" & MATCH(tableFévrier[[#This Row],[Fusion]],tableOctobre[Fusion],0)+1,\"Non trouvé\")","v":"Non trouvé"},null,9185,null,9185]
["EXRIMCMT51","Enreg temp produitN°1 RIMCF01/BAT12ARM03","U_SANS   PREVENTIF","Sans   préventif","MC","AR","U624UAP","AR",null,"2012-11-06",0,1,0,null,null,"BIOMED_ULIS",{"$error":"#NAME?"},{"$f":"IFERROR(\"Oui, à la ligne \" & MATCH(tableFévrier[[#This Row],[Fusion]],tableOctobre[Fusion],0)+1,\"Non trouvé\")","v":"Non trouvé"},null,9202,null,9202]
["ADECMP114_074","Mesure pression dans colonne","U_METROLOGIE    15","Vérification CURATIVE pression","AME","DEF","U421DEAE","11U","104 116,00","3000-01-01",0,1,0,null,null,"BIOMED_ULIS",{"$error":"#NAME?"},{"$f":"IFERROR(\"Oui, à la ligne \" & MATCH(tableFévrier[[#This Row],[Fusion]],tableOctobre[Fusion],0)+1,\"Non trouvé\")","v":"Non trouvé"},null,9219,null,9219]
["BAT08EXTENTION","Bâtiment 8 de production","U_CURA062181","Contrôle état armoires électriques","MC","DEF","U200BATP","11U","104 176,00","3000-01-01",0,1,0,null,null,"BIOMED_ULIS",{"$error":"#NAME?"},{"$f":"IFERROR(\"Oui, à la ligne \" & MATCH(tableFévrier[[#This Row],[Fusion]],tableOctobre[Fusion],0)+1,\"Non trouvé\")","v":"Non trouvé"},null,9236,null,9236]
["AC65CT65","CTA atelier découpe tubulures","U_CLIM000002","Maintenance caisson de climatisation","MPS","AR","U222AC","10U","614 445,00","2024-04-02",3,1,0,26,1,"BIOMED_ULIS",{"$error":"#NAME?"},{"$f":"IFERROR(\"Oui, à la ligne \" & MATCH(tableFévrier[[#This Row],[Fusion]],tableOctobre[Fusion],0)+1,\"Non trouvé\")","v":"Non trouvé"},null,9253,null,9253]
["ADECMS122_080","Vitesse agitation cuve UF","U_METR000014","Vérification PERIODIQUE mesure vitesse","MPS","AR","U421DEAE","11U","613 742,00","2024-09-14",3,1,0,365,0,"BIOMED_ULIS",{"$error":"#NAME?"},{"$f":"IFERROR(\"Oui, à la ligne \" & MATCH(tableFévrier[[#This Row],[Fusion]],tableOctobre[Fusion],0)+1,\"Non trouvé\")","v":"Non trouvé"},null,9254,null,9254]
["TAMCMQ114_141","Comptage débit électromagn. tampon 123 (METRO_TAMFQ114_141.PV)","U_METR000030","Vérification PERIODIQUE de comptage","MPS","AR","U421DEAE","11U","594 942,00","2024-04-08",3,1,0,365,0,"BIOMED_ULIS",{"$error":"#NAME?"},{"$f":"IFERROR(\"Oui, à la ligne \" & MATCH(tableFévrier[[#This Row],[Fusion]],tableOctobre[Fusion],0)+1,\"Non trouvé\")","v":"Non trouvé"},null,9271,null,9271]
["EXCQBFL02","PSM Type II MSC ADVANTAGE 1.2","U_LABO000006","Qualification périodique","MPS","AR","U633","71U","153 946,00","3000-01-01",3,1,0,90,0,"BIOTECH_ULIS",{"$error":"#NAME?"},{"$f":"IFERROR(\"Oui, à la ligne \" & MATCH(tableFévrier[[#This Row],[Fusion]],tableOctobre[Fusion],0)+1,\"Non trouvé\")","v":"Non trouvé"},null,9288,null,9288]
["ADECMT146_010","Aff. Reg. Enr. temp cuve Disconnexion","U_METR000012","Vérification PERIODIQUE température","MPS","AR","U421DEAE","11U","616 715,00","2024-10-28",3,1,0,365,0,"BIOMED_ULIS",{"$error":"#NAME?"},{"$f":"IFERROR(\"Oui, à la ligne \" & MATCH(tableFévrier[[#This Row],[Fusion]],tableOctobre[Fusion],0)+1,\"Non trouvé\")","v":"Non trouvé"},null,9305,null,9305]
["EXTECHCMS11","Indication vitesse à hélice TECHU14","U_METR000014","Vérification PERIODIQUE mesure vitesse","MPS","AR","U720","10U","565 467,00","2023-09-11",3,1,0,52,1,"BIOMED_ULIS",{"$error":"#NAME?"},{"$f":"IFERROR(\"Oui, à la ligne \" & MATCH(tableFévrier[[#This Row],[Fusion]],tableOctobre[Fusion],0)+1,\"Non trouvé\")","v":"Non trouvé"},null,9322,null,9322]
["ADECMP146_016","Mesure pression cuve Disconnexion","U_METR000015","Vérification PERIODIQUE pression","MPS","AR","U421DEAE","11U","616 708,00","2024-10-28",3,1,0,365,0,"BIOMED_ULIS",{"$f":"_xlfn.TEXTJOIN(\"\",TRUE,A9346:D9346,H9346,N9346)","v":{"$error":"#NAME?"}},{"$f":"IFERROR(\"Oui, à la ligne \" & MATCH(tableFévrier[[#This Row],[Fusion]],tableOctobre[Fusion],0)+1,\"Non trouvé\")","v":"Non trouvé"},null,9345,null,9345]
["TECHPAL06","Palan manuel 150 kg","U_CONT000032","Visite réglementaire","MPS","DEF","U200","15U","556 669,00","2023-04-15",3,1,0,365,0,"BIOMED_ULIS",{"$error":"#NAME?"},{"$f":"IFERROR(\"Oui, à la ligne \" & MATCH(tableFévrier[[#This Row],[Fusion]],tableOctobre[Fusion],0)+1,\"Non trouvé\")","v":"Non trouvé"},null,9355,null,9355]
["TECHOUT72","Touret à meuler","U_CONTROLES","Travaux remise en état suite vérification réglementaire","MC","DEF","U200","11U","105 270,00","3000-01-01",0,1,0,null,null,"BIOMED_ULIS",{"$error":"#NAME?"},{"$f":"IFERROR(\"Oui, à la ligne \" & MATCH(tableFévrier[[#This Row],[Fusion]],tableOctobre[Fusion],0)+1,\"Non trouvé\")","v":"Non trouvé"},null,9372,null,9372]
["EXMCBCMT17","Indication thermocouple MCBU01 n°97-2","U_SANS   PREVENTIF","Sans   préventif","MC","AR","U640MCB","AR",null,"2012-12-28",0,1,0,null,null,"BIOMED_ULIS",{"$error":"#NAME?"},{"$f":"IFERROR(\"Oui, à la ligne \" & MATCH(tableFévrier[[#This Row],[Fusion]],tableOctobre[Fusion],0)+1,\"Non trouvé\")","v":"Non trouvé"},null,9389,null,9389]
["EXRIMCMCT20","Minuteur Fisher Scientific n°802233258","U_SANS   PREVENTIF","Sans   préventif","MC","AR","U624UAP","AR",null,"3000-01-01",0,1,0,null,null,"BIOMED_ULIS",{"$error":"#NAME?"},{"$f":"IFERROR(\"Oui, à la ligne \" & MATCH(tableFévrier[[#This Row],[Fusion]],tableOctobre[Fusion],0)+1,\"Non trouvé\")","v":"Non trouvé"},null,9406,null,9406]
["WW1FOS01","Fosse OUEST (NEP/PW) relevage eaux usées","U_CURA062866","Défaut PH","CON","AR","U235WW","11U","372 551,00","3000-01-01",0,1,0,null,null,"BIOMED_ULIS",{"$error":"#NAME?"},{"$f":"IFERROR(\"Oui, à la ligne \" & MATCH(tableFévrier[[#This Row],[Fusion]],tableOctobre[Fusion],0)+1,\"Non trouvé\")","v":"Non trouvé"},null,9423,null,9423]
["ADECMDO112_033","Densité optique","U_METROLOGIE    34","Vérification CURATIVE des cellules densité optique","MC","DEF","U421DEAE","11U","419 034,00","2050-01-01",0,1,0,null,null,"BIOMED_ULIS",{"$error":"#NAME?"},{"$f":"IFERROR(\"Oui, à la ligne \" & MATCH(tableFévrier[[#This Row],[Fusion]],tableOctobre[Fusion],0)+1,\"Non trouvé\")","v":"Non trouvé"},null,9440,null,9440]
["BAT11TEL07","Table élévatrice magasin plasma quai n°7","U_CONT000035","Visite réglementaire table élévatrice/quai niveleur","MPS","DEF","U200BATP","15U","546 006,00","2023-03-23",3,30,0,52,1,"BIOMED_ULIS",{"$error":"#NAME?"},{"$f":"IFERROR(\"Oui, à la ligne \" & MATCH(tableFévrier[[#This Row],[Fusion]],tableOctobre[Fusion],0)+1,\"Non trouvé\")","v":"Non trouvé"},null,9457,null,9457]
["RW2","Réseau eaux pluviales avenue Tropiques","U_BATI000036","Pompage et nettoyage des regards","MPS","DEF","U235BATU","13U","568 539,00","2023-12-19",3,1,0,52,1,"BIOMED_ULIS",{"$error":"#NAME?"},{"$f":"IFERROR(\"Oui, à la ligne \" & MATCH(tableFévrier[[#This Row],[Fusion]],tableOctobre[Fusion],0)+1,\"Non trouvé\")","v":"Non trouvé"},null,9474,null,9474]
["NEP02ST02","Sous-station NEP ADEAE","U_PROC000033","Maintenance station et réseau NEP","MPS","DEF","U236NEP","11U","589 438,00","2024-03-07",3,1,0,52,1,"BIOMED_ULIS",{"$error":"#NAME?"},{"$f":"IFERROR(\"Oui, à la ligne \" & MATCH(tableFévrier[[#This Row],[Fusion]],tableOctobre[Fusion],0)+1,\"Non trouvé\")","v":"Non trouvé"},null,9491,null,9491]
["ADEEQUIP","Equipements spécifiques atelier DEAE","U_PROC000056","Passage à l'heure d'hiver","MPS","DEF","U421DEAE","11U","566 572,00","2023-10-29",3,1,0,1,3,"BIOMED_ULIS",{"$error":"#NAME?"},{"$f":"IFERROR(\"Oui, à la ligne \" & MATCH(tableFévrier[[#This Row],[Fusion]],tableOctobre[Fusion],0)+1,\"Non trouvé\")","v":"Non trouvé"},null,9508,null,9508]
["LPREQUIP","Equipements des Laboratoires in Process","U_PROC000055","Passage à l'heure d'été","CON","DEF","U440COM","24U","580 492,00","2024-03-28",3,1,0,365,0,"BIOMED_ULIS",{"$error":"#NAME?"},{"$f":"IFERROR(\"Oui, à la ligne \" & MATCH(tableFévrier[[#This Row],[Fusion]],tableOctobre[Fusion],0)+1,\"Non trouvé\")","v":"Non trouvé"},null,9509,null,9509]
["RIMCMT50","Indic température bain Marie","U_METR000012","Vérification PERIODIQUE température","MPS","DEF","U624UAP","22U","610 662,00","2024-08-02",3,1,0,52,1,"BIOMED_ULIS",{"$error":"#NAME?"},{"$f":"IFERROR(\"Oui, à la ligne \" & MATCH(tableFévrier[[#This Row],[Fusion]],tableOctobre[Fusion],0)+1,\"Non trouvé\")","v":"Non trouvé"},null,9526]
["RAGSWGUCISB1SS-2","Switch API/GTC Baie B1SS30","U_SANS   PREVENTIF","Sans   préventif","MC","AR","U235GTC","AR",null,"2049-12-31",0,1,0,null,null,"BIOMED_ULIS",{"$error":"#NAME?"},{"$f":"IFERROR(\"Oui, à la ligne \" & MATCH(tableFévrier[[#This Row],[Fusion]],tableOctobre[Fusion],0)+1,\"Non trouvé\")","v":"Non trouvé"},null,9543,null,9543]
["SSISDI01","Système détection incendie batiment 8","U_CONT000018","Contrôle réglementaire détection incendie","MPS","DEF","U130","80U","496 950,00","2021-04-20",3,1,0,26,1,"BIOMED_ULIS",{"$error":"#NAME?"},{"$f":"IFERROR(\"Oui, à la ligne \" & MATCH(tableFévrier[[#This Row],[Fusion]],tableOctobre[Fusion],0)+1,\"Non trouvé\")","v":"Non trouvé"},null,9560,null,9560]
["ADECMP121_079","Pression rétentat","U_METROLOGIE    15","Vérification CURATIVE pression","AME","DEF","U421DEAE","11U","109 672,00","3000-01-01",0,1,0,null,null,"BIOMED_ULIS",{"$error":"#NAME?"},{"$f":"IFERROR(\"Oui, à la ligne \" & MATCH(tableFévrier[[#This Row],[Fusion]],tableOctobre[Fusion],0)+1,\"Non trouvé\")","v":"Non trouvé"},null,9577,null,9577]
["BCHLAB08","Photomètre de flamme","U_SANS   PREVENTIF","Sans   préventif","MC","AR","U624UAP","AR",null,"2049-12-31",0,1,0,null,null,"BIOMED_ULIS",{"$error":"#NAME?"},{"$f":"IFERROR(\"Oui, à la ligne \" & MATCH(tableFévrier[[#This Row],[Fusion]],tableOctobre[Fusion],0)+1,\"Non trouvé\")","v":"Non trouvé"},null,9594,null,9594]
["ADEPP111_120","Pompe envoi WFI + produit","U_MECA000156","Maintenance pompe Quattro 1200","MPS","DEF","U421DEAE","11U","589 431,00","2025-03-08",3,1,0,730,0,"BIOMED_ULIS",{"$error":"#NAME?"},{"$f":"IFERROR(\"Oui, à la ligne \" & MATCH(tableFévrier[[#This Row],[Fusion]],tableOctobre[Fusion],0)+1,\"Non trouvé\")","v":"Non trouvé"},null,9608,null,9608]
["ADER162_001","Cuve mobile 70L","U_PROC000072","Maintenance agitateur magnétique AGITEC","MPS","DEF","U421DEAE","11U","621 473,00","2024-07-24",3,1,0,26,1,"BIOMED_ULIS",{"$error":"#NAME?"},{"$f":"IFERROR(\"Oui, à la ligne \" & MATCH(tableFévrier[[#This Row],[Fusion]],tableOctobre[Fusion],0)+1,\"Non trouvé\")","v":"Non trouvé"},null,9627]
["BCHCMA04","Ph mètre METROHM n°09216","U_METR000026","Vérification PERIODIQUE labo extérieur","MPS","DEF","U624UAP","22U","602 752,00","2024-06-29",3,1,0,52,1,"BIOMED_ULIS",{"$error":"#NAME?"},{"$f":"IFERROR(\"Oui, à la ligne \" & MATCH(tableFévrier[[#This Row],[Fusion]],tableOctobre[Fusion],0)+1,\"Non trouvé\")","v":"Non trouvé"},null,9644,null,9644]
["ADECMT111_032","Aff. enreg. temp sortie colonne ADECR111","U_METR000012","Vérification PERIODIQUE température","MPS","AR","U421DEAE","11U","589 429,00","2024-03-08",3,1,0,365,0,"BIOMED_ULIS",{"$error":"#NAME?"},{"$f":"IFERROR(\"Oui, à la ligne \" & MATCH(tableFévrier[[#This Row],[Fusion]],tableOctobre[Fusion],0)+1,\"Non trouvé\")","v":"Non trouvé"},null,9661,null,9661]
["BAT04ARM01","Baie Réseaux B4","U_SANS   PREVENTIF","Sans   préventif","MC","AR","U200","AR",null,"2049-12-31",0,1,0,null,null,"BIOMED_ULIS",{"$error":"#NAME?"},{"$f":"IFERROR(\"Oui, à la ligne \" & MATCH(tableFévrier[[#This Row],[Fusion]],tableOctobre[Fusion],0)+1,\"Non trouvé\")","v":"Non trouvé"},null,9678,null,9678]
["MFPRCMT50","Enreg Temp MFPRETUV07 / BAT01ARM06","U_METROLOGIE    12","Vérification CURATIVE température","MC","AR","U868","70U","515 480,00","3000-01-01",0,1,0,null,null,"BIOTECH_ULIS",{"$error":"#NAME?"},{"$f":"IFERROR(\"Oui, à la ligne \" & MATCH(tableFévrier[[#This Row],[Fusion]],tableOctobre[Fusion],0)+1,\"Non trouvé\")","v":"Non trouvé"},null,9695,null,9695]
["LPRCMQ03","Pipette 10-100 µl n°010640B","U_METR000031","Vérification PERIODIQUE micropipette","MPS","DEF","U440COM","24U","602 756,00","2024-01-01",3,1,0,26,1,"BIOMED_ULIS",{"$error":"#NAME?"},{"$f":"IFERROR(\"Oui, à la ligne \" & MATCH(tableFévrier[[#This Row],[Fusion]],tableOctobre[Fusion],0)+1,\"Non trouvé\")","v":"Non trouvé"},null,9712,null,9712]
["SEAI28-1151","Extinct. auto AC08ARM01 1151","U_CONT000018","Contrôle réglementaire détection incendie","MPS","DEF","U130","80U","502 024,00","2021-07-21",3,1,0,26,1,"BIOMED_ULIS",{"$f":"_xlfn.TEXTJOIN(\"\",TRUE,A9730:D9730,H9730,N9730)","v":{"$error":"#NAME?"}},{"$f":"IFERROR(\"Oui, à la ligne \" & MATCH(tableFévrier[[#This Row],[Fusion]],tableOctobre[Fusion],0)+1,\"Non trouvé\")","v":"Non trouvé"},null,9729,null,9729]
["SEAI10-8SS13","Extinct. auto GAMARM08 8SS13","U_CONT000018","Contrôle réglementaire détection incendie","MPS","DEF","U130","80U","502 008,00","2021-07-21",3,1,0,26,1,"BIOMED_ULIS",{"$error":"#NAME?"},{"$f":"IFERROR(\"Oui, à la ligne \" & MATCH(tableFévrier[[#This Row],[Fusion]],tableOctobre[Fusion],0)+1,\"Non trouvé\")","v":"Non trouvé"},null,9746,null,9746]
["DGAO","Réseaux détection gaz alcool oxygène","U_CONT000058","Contrôle asservissement détection gaz B8","MPS","DEF","U130","80U","486 702,00","2021-07-21",3,1,0,52,1,"BIOMED_ULIS",{"$error":"#NAME?"},{"$f":"IFERROR(\"Oui, à la ligne \" & MATCH(tableFévrier[[#This Row],[Fusion]],tableOctobre[Fusion],0)+1,\"Non trouvé\")","v":"Non trouvé"},null,9763,null,9763]
["DGAO","Réseaux détection gaz alcool oxygène","U_CONTROLES","Travaux remise en état suite vérification réglementaire","MC","REGL","U130","80U","159 604,00","3000-01-01",0,1,0,null,null,"BIOMED_ULIS",{"$error":"#NAME?"},{"$f":"IFERROR(\"Oui, à la ligne \" & MATCH(tableFévrier[[#This Row],[Fusion]],tableOctobre[Fusion],0)+1,\"Non trouvé\")","v":"Non trouvé"},null,9764,null,9764]
["SEAI22-8RC145","Extinct. auto WFIARM103 et CDP 8RC145","U_CONTROLES","Travaux remise en état suite vérification réglementaire","MC","DEF","U130","80U",null,"2049-12-31",0,1,0,null,null,"BIOMED_ULIS",{"$error":"#NAME?"},{"$f":"IFERROR(\"Oui, à la ligne \" & MATCH(tableFévrier[[#This Row],[Fusion]],tableOctobre[Fusion],0)+1,\"Non trouvé\")","v":"Non trouvé"},null,9781,null,9781]
["ADECMP127_003","Pression","U_METR000015","Vérification PERIODIQUE pression","MPS","AR","U421DEAE","11U","619 552,00","2025-01-12",3,1,0,365,0,"BIOMED_ULIS",{"$error":"#NAME?"},{"$f":"IFERROR(\"Oui, à la ligne \" & MATCH(tableFévrier[[#This Row],[Fusion]],tableOctobre[Fusion],0)+1,\"Non trouvé\")","v":"Non trouvé"},null,9798,null,9798]
["TAMCMF111_130","Mesure débit envoi tampon 456","U_METR000011","Vérification PERIODIQUE de débit","MPS","AR","U421DEAE","11U","589 442,00","2024-03-08",3,1,0,365,0,"BIOMED_ULIS",{"$error":"#NAME?"},{"$f":"IFERROR(\"Oui, à la ligne \" & MATCH(tableFévrier[[#This Row],[Fusion]],tableOctobre[Fusion],0)+1,\"Non trouvé\")","v":"Non trouvé"},null,9815,null,9815]
["BAT11CMT102","Enreg Temp ambiance CF 02 /BAT11ARM01","U_METROLOGIE    16","Vérif. CURATIVE température enceinte","MC","AR","U406","11U",null,"2049-12-29",0,1,0,null,null,"BIOMED_ULIS",{"$error":"#NAME?"},{"$f":"IFERROR(\"Oui, à la ligne \" & MATCH(tableFévrier[[#This Row],[Fusion]],tableOctobre[Fusion],0)+1,\"Non trouvé\")","v":"Non trouvé"},null,9832,null,9832]
["CBCMT71","Thermomètre secours EBRO n° 62434021","U_METR000012","Vérification PERIODIQUE température","MPS","DEF","U855","70U","602 328,00","2024-06-29",3,1,0,365,0,"BIOTECH_ULIS",{"$error":"#NAME?"},{"$f":"IFERROR(\"Oui, à la ligne \" & MATCH(tableFévrier[[#This Row],[Fusion]],tableOctobre[Fusion],0)+1,\"Non trouvé\")","v":"Non trouvé"},null,9849,null,9849]
["EXQCTSUR03","Chaine HPLC DIONEX Ultimate 3000","U_LABO000005","Maintenance préventive","MPS","AR","U855","70U","452 452,00","3000-01-01",0,1,0,null,null,"BIOTECH_ULIS",{"$error":"#NAME?"},{"$f":"IFERROR(\"Oui, à la ligne \" & MATCH(tableFévrier[[#This Row],[Fusion]],tableOctobre[Fusion],0)+1,\"Non trouvé\")","v":"Non trouvé"},null,9866,null,9866]
["BAT08SS18","Pièce 8SS18","U_CURA064459","Travaux divers de bâtiment","MC","DEF","U200BATP","13U","111 781,00","3000-01-01",0,1,0,null,null,"BIOMED_ULIS",{"$error":"#NAME?"},{"$f":"IFERROR(\"Oui, à la ligne \" & MATCH(tableFévrier[[#This Row],[Fusion]],tableOctobre[Fusion],0)+1,\"Non trouvé\")","v":"Non trouvé"},null,9883,null,9883]
["CBC03","Centrifugeuse JOUAN GR4-22","U_CONTROLES","Travaux remise en état suite vérification réglementaire","MC","DEF","U880","70U","558 569,00","3000-01-01",0,1,0,null,null,"BIOTECH_ULIS",{"$error":"#NAME?"},{"$f":"IFERROR(\"Oui, à la ligne \" & MATCH(tableFévrier[[#This Row],[Fusion]],tableOctobre[Fusion],0)+1,\"Non trouvé\")","v":"Non trouvé"},null,9902,null,9902]
["BAT0102","Bâtiment des laboratoires de recherche","U_CURA064459","Travaux divers de bâtiment","MC","DEF","U200BATP","13U","111 801,00","3000-01-01",0,1,0,null,null,"BIOTECH_ULIS",{"$error":"#NAME?"},{"$f":"IFERROR(\"Oui, à la ligne \" & MATCH(tableFévrier[[#This Row],[Fusion]],tableOctobre[Fusion],0)+1,\"Non trouvé\")","v":"Non trouvé"},null,9916,null,9916]
["ADER176_001","Cuve mobile 700L pendulaire","U_ELEC000019","Contrôle protection elect. cuve mobile","MPS","DEF","U421DEAE","11U","616 660,00","2024-04-19",3,1,0,26,1,"BIOMED_ULIS",{"$error":"#NAME?"},{"$f":"IFERROR(\"Oui, à la ligne \" & MATCH(tableFévrier[[#This Row],[Fusion]],tableOctobre[Fusion],0)+1,\"Non trouvé\")","v":"Non trouvé"},null,9933,null,9933]
["BAT01SS28","Atelier découpe des poches plasma","U_CURA064459","Travaux divers de bâtiment","MC","DEF","U200BATP","13U","111 958,00","3000-01-01",0,1,0,null,null,"BIOMED_ULIS",{"$error":"#NAME?"},{"$f":"IFERROR(\"Oui, à la ligne \" & MATCH(tableFévrier[[#This Row],[Fusion]],tableOctobre[Fusion],0)+1,\"Non trouvé\")","v":"Non trouvé"},null,9950,null,9950]
["SEAI38-2RC44","Centrale repport alarme ext. auto 2RC44","U_CONT000018","Contrôle réglementaire détection incendie","MPS","DEF","U130","80U","502 035,00","2021-07-21",3,1,0,26,1,"BIOMED_ULIS",{"$error":"#NAME?"},{"$f":"IFERROR(\"Oui, à la ligne \" & MATCH(tableFévrier[[#This Row],[Fusion]],tableOctobre[Fusion],0)+1,\"Non trouvé\")","v":"Non trouvé"},null,9967,null,9967]
["NEP02CP302","Pompe de reprise NEP local alfalastin","U_MECA000045","Maintenance pompe","MPS","DEF","U236NEP","11U","589 476,00","2024-03-12",3,1,0,365,0,"BIOMED_ULIS",{"$error":"#NAME?"},{"$f":"IFERROR(\"Oui, à la ligne \" & MATCH(tableFévrier[[#This Row],[Fusion]],tableOctobre[Fusion],0)+1,\"Non trouvé\")","v":"Non trouvé"},null,9984,null,9984]
["EXLPRCMQ11","Pipette 100-1000 µl n°JD05162","U_METROLOGIE    31","Vérification CURATIVE micropipette","MC","DEF","U440COM","24U","112 604,00","3000-01-01",0,1,0,null,null,"BIOMED_ULIS",{"$error":"#NAME?"},{"$f":"IFERROR(\"Oui, à la ligne \" & MATCH(tableFévrier[[#This Row],[Fusion]],tableOctobre[Fusion],0)+1,\"Non trouvé\")","v":"Non trouvé"},null,10001,null,10001]
["TECHOUT80","Table élévatrice Atelier","U_CONTROLES","Travaux remise en état suite vérification réglementaire","MC","DEF","U200","11U","122 224,00","3000-01-01",0,1,0,null,null,"BIOMED_ULIS",{"$error":"#NAME?"},{"$f":"IFERROR(\"Oui, à la ligne \" & MATCH(tableFévrier[[#This Row],[Fusion]],tableOctobre[Fusion],0)+1,\"Non trouvé\")","v":"Non trouvé"},null,10018,null,10018]
["GTBSM01001","Contrôleur d'accès","U_ELEC000028","Changement batteries contrôleur d'accès","MPS","DEF","U130","80U","377 872,00","2021-03-26",3,1,0,208,1,"BIOMED_ULIS",{"$error":"#NAME?"},{"$f":"IFERROR(\"Oui, à la ligne \" & MATCH(tableFévrier[[#This Row],[Fusion]],tableOctobre[Fusion],0)+1,\"Non trouvé\")","v":"Non trouvé"},null,10019,null,10019]
["GTBSM05005","Contrôleur d'accès","U_ELEC000028","Changement batteries contrôleur d'accès","MPS","DEF","U130","80U","377 889,00","2021-03-26",3,1,0,208,1,"BIOMED_ULIS",{"$error":"#NAME?"},{"$f":"IFERROR(\"Oui, à la ligne \" & MATCH(tableFévrier[[#This Row],[Fusion]],tableOctobre[Fusion],0)+1,\"Non trouvé\")","v":"Non trouvé"},null,10036,null,10036]
["SEAI06-8SS50","Extinct. auto PWARM03 8SS50","U_ELEC000029","Changt batteries Syst Ext Auto Incendie","MPS","DEF","U130","80U","384 037,00","2021-05-26",3,1,0,208,1,"BIOMED_ULIS",{"$error":"#NAME?"},{"$f":"IFERROR(\"Oui, à la ligne \" & MATCH(tableFévrier[[#This Row],[Fusion]],tableOctobre[Fusion],0)+1,\"Non trouvé\")","v":"Non trouvé"},null,10053,null,10053]
["SEAI23-8RC145","Extinct. auto armoire distrib. Gamma 8RC145","U_ELEC000029","Changt batteries Syst Ext Auto Incendie","MPS","DEF","U130","80U","384 054,00","2021-05-26",3,1,0,208,1,"BIOMED_ULIS",{"$error":"#NAME?"},{"$f":"IFERROR(\"Oui, à la ligne \" & MATCH(tableFévrier[[#This Row],[Fusion]],tableOctobre[Fusion],0)+1,\"Non trouvé\")","v":"Non trouvé"},null,10070,null,10070]
["BAT11CMT136","Enreg temp ambiance CF 36 / BAT11ARM02","U_METROLOGIE    16","Vérif. CURATIVE température enceinte","MC","AR","U406","10U",null,"2049-07-11",0,1,0,null,null,"BIOMED_ULIS",{"$error":"#NAME?"},{"$f":"IFERROR(\"Oui, à la ligne \" & MATCH(tableFévrier[[#This Row],[Fusion]],tableOctobre[Fusion],0)+1,\"Non trouvé\")","v":"Non trouvé"},null,10087,null,10087]
["BAT11CMT209","Enreg temp produit CF 09 / BAT11ARM01","U_METR000016","Vérif. PERIODIQUE température enceinte","MPS","AR","U168","10U","565 534,00","2049-09-29",3,1,0,52,1,"BIOMED_ULIS",{"$error":"#NAME?"},{"$f":"IFERROR(\"Oui, à la ligne \" & MATCH(tableFévrier[[#This Row],[Fusion]],tableOctobre[Fusion],0)+1,\"Non trouvé\")","v":"Non trouvé"},null,10104,null,10104]
["PWCMT402","Enregistrement T° départ avant échangeur PW NEP","U_METR000012","Vérification PERIODIQUE température","MPS","AR","U236WFI","11U","604 107,00","2024-07-04",3,1,0,52,1,"BIOMED_ULIS",{"$error":"#NAME?"},{"$f":"IFERROR(\"Oui, à la ligne \" & MATCH(tableFévrier[[#This Row],[Fusion]],tableOctobre[Fusion],0)+1,\"Non trouvé\")","v":"Non trouvé"},null,10121,null,10121]
["EXBCHREF10","Réfrigérateur Liebherr n° 79-988-179-1","U_CURA064889","Simuler la température dans monitoring","MC","DEF","U624UAP","12U","112 757,00","3000-01-01",0,1,0,null,null,"BIOMED_ULIS",{"$error":"#NAME?"},{"$f":"IFERROR(\"Oui, à la ligne \" & MATCH(tableFévrier[[#This Row],[Fusion]],tableOctobre[Fusion],0)+1,\"Non trouvé\")","v":"Non trouvé"},null,10138,null,10138]
["EXLPRLAB01","Appareil de laboratoire MCS LAL n° 0250","U_METROLOGIE    26","Vérification CURATIVE labo extérieur","MC","DEF","U440COM","24U","112 823,00","3000-01-01",0,1,0,null,null,"BIOMED_ULIS",{"$error":"#NAME?"},{"$f":"IFERROR(\"Oui, à la ligne \" & MATCH(tableFévrier[[#This Row],[Fusion]],tableOctobre[Fusion],0)+1,\"Non trouvé\")","v":"Non trouvé"},null,10155,null,10155]
["SDWCMP40","Mesure pression départ boucle B8","U_METROLOGIE    15","Vérification CURATIVE pression","MC","DEF","U222SDW","11U","112 922,00","3000-01-01",0,1,0,null,null,"BIOMED_ULIS",{"$error":"#NAME?"},{"$f":"IFERROR(\"Oui, à la ligne \" & MATCH(tableFévrier[[#This Row],[Fusion]],tableOctobre[Fusion],0)+1,\"Non trouvé\")","v":"Non trouvé"},null,10172,null,10172]
["PWCMP20","Mesure pression bas de cuve PWT05","U_METROLOGIE    15","Vérification CURATIVE pression","MC","DEF","U222DW","10U",null,"2049-12-31",0,1,0,null,null,"BIOMED_ULIS",{"$error":"#NAME?"},{"$f":"IFERROR(\"Oui, à la ligne \" & MATCH(tableFévrier[[#This Row],[Fusion]],tableOctobre[Fusion],0)+1,\"Non trouvé\")","v":"Non trouvé"},null,10180,null,10180]
["PWCMP08","Mesure pression entrée filtre PWUF01","U_METROLOGIE    15","Vérification CURATIVE pression","MC","METR","U222PW","11U","540 929,00","3000-01-01",0,1,0,null,null,"BIOMED_ULIS",{"$error":"#NAME?"},{"$f":"IFERROR(\"Oui, à la ligne \" & MATCH(tableFévrier[[#This Row],[Fusion]],tableOctobre[Fusion],0)+1,\"Non trouvé\")","v":"Non trouvé"},null,10205,null,10205]
["ADESKID01","Skid de package-dépackage","U_PROC000063","Maintenance skid","MPS","MECA","U421DEAE","11U","544 466,00","2024-03-13",3,1,0,730,0,"BIOMED_ULIS",{"$error":"#NAME?"},{"$f":"IFERROR(\"Oui, à la ligne \" & MATCH(tableFévrier[[#This Row],[Fusion]],tableOctobre[Fusion],0)+1,\"Non trouvé\")","v":"Non trouvé"},null,10222,null,10222]
["LPRCMT04","Enregistrement T° LPRREF01 / BAT01ARM12","U_METR000012","Vérification PERIODIQUE température","MPS","AR","U440COM","24U","602 799,00","2024-07-21",3,1,0,52,1,"BIOMED_ULIS",{"$error":"#NAME?"},{"$f":"IFERROR(\"Oui, à la ligne \" & MATCH(tableFévrier[[#This Row],[Fusion]],tableOctobre[Fusion],0)+1,\"Non trouvé\")","v":"Non trouvé"},null,10239,null,10239]
["UDP2CMT60","Enreg T° UDP2CONG05 / BAT01PLC16","U_METR000012","Vérification PERIODIQUE température","MPS","AR","U851","70U","616 942,00","2024-10-18",3,1,0,52,1,"BIOTECH_ULIS",{"$error":"#NAME?"},{"$f":"IFERROR(\"Oui, à la ligne \" & MATCH(tableFévrier[[#This Row],[Fusion]],tableOctobre[Fusion],0)+1,\"Non trouvé\")","v":"Non trouvé"},null,10256,null,10256]
["GAMR42","Réacteur 15m3 n°42","U_CURA065379","Lulière hublot à remettre en état","MC","DEF","U441","11U","114 083,00","3000-01-01",0,1,0,null,null,"BIOMED_ULIS",{"$error":"#NAME?"},{"$f":"IFERROR(\"Oui, à la ligne \" & MATCH(tableFévrier[[#This Row],[Fusion]],tableOctobre[Fusion],0)+1,\"Non trouvé\")","v":"Non trouvé"},null,10273,null,10273]
["GAMR01","Cuve n°1 remise en solution pâtes gamma","U_CURA065379","Lulière hublot à remettre en état","MC","DEF","U441","11U","114 084,00","3000-01-01",0,1,0,null,null,"BIOMED_ULIS",{"$error":"#NAME?"},{"$f":"IFERROR(\"Oui, à la ligne \" & MATCH(tableFévrier[[#This Row],[Fusion]],tableOctobre[Fusion],0)+1,\"Non trouvé\")","v":"Non trouvé"},null,10274,null,10274]
["ADECMP129_002","Pression rétentat","U_METROLOGIE    15","Vérification CURATIVE pression","MC","DEF","U421DEAE","11U","114 532,00","3000-01-01",0,1,0,null,null,"BIOMED_ULIS",{"$error":"#NAME?"},{"$f":"IFERROR(\"Oui, à la ligne \" & MATCH(tableFévrier[[#This Row],[Fusion]],tableOctobre[Fusion],0)+1,\"Non trouvé\")","v":"Non trouvé"},null,10291,null,10291]
["CBFL19","Hotte à flux laminaire vertical pièce 1274 ( déclassé en plan de travail)","U_LABO000006","Qualification périodique","MPS","DEF","U855","70U","590 721,00","2049-12-26",0,1,0,null,null,"BIOTECH_ULIS",{"$error":"#NAME?"},{"$f":"IFERROR(\"Oui, à la ligne \" & MATCH(tableFévrier[[#This Row],[Fusion]],tableOctobre[Fusion],0)+1,\"Non trouvé\")","v":"Non trouvé"},null,10308,null,10308]
["EXBCHCMCT16","Chronomètre chimie n°2","U_METROLOGIE    05","Vérification CURATIVE temps","MC","DEF","U624UAP","22U","115 123,00","3000-01-01",0,1,0,null,null,"BIOMED_ULIS",{"$error":"#NAME?"},{"$f":"IFERROR(\"Oui, à la ligne \" & MATCH(tableFévrier[[#This Row],[Fusion]],tableOctobre[Fusion],0)+1,\"Non trouvé\")","v":"Non trouvé"},null,10325,null,10325]
["LPLC11","Centrifugeuse n°41057598","U_LABO000002","A contrôler par prestataire externe","MPS","DEF","U602LPL","23U","580 436,00","2024-03-22",3,1,0,52,1,"BIOMED_ULIS",{"$error":"#NAME?"},{"$f":"IFERROR(\"Oui, à la ligne \" & MATCH(tableFévrier[[#This Row],[Fusion]],tableOctobre[Fusion],0)+1,\"Non trouvé\")","v":"Non trouvé"},null,10342,null,10342]
["ACCL47","Climatisation salle serveurs MES/SCC","U_CLIM000207","Maintenance climatiseur","MPS","AR","U222AC","10U","617 206,00","2024-03-03",3,1,0,13,1,"BIOMED_ULIS",{"$error":"#NAME?"},{"$f":"IFERROR(\"Oui, à la ligne \" & MATCH(tableFévrier[[#This Row],[Fusion]],tableOctobre[Fusion],0)+1,\"Non trouvé\")","v":"Non trouvé"},null,10359,null,10359]
["UDA2CMT23","Enregistrement T° UDA2CONG11 / BAT01PLC17","U_METROLOGIE    12","Vérification CURATIVE température","MC","AR","U855","11U","379 731,00","2050-01-01",0,1,0,null,null,"BIOTECH_ULIS",{"$error":"#NAME?"},{"$f":"IFERROR(\"Oui, à la ligne \" & MATCH(tableFévrier[[#This Row],[Fusion]],tableOctobre[Fusion],0)+1,\"Non trouvé\")","v":"Non trouvé"},null,10376,null,10376]
["MCBCMT28","Enreg. temp. enceinte MCBAU601","U_METROLOGIE    12","Vérification CURATIVE température","MC","DEF","U640MCB","11U","133 097,00","3000-01-01",0,1,0,null,null,"BIOMED_ULIS",{"$error":"#NAME?"},{"$f":"IFERROR(\"Oui, à la ligne \" & MATCH(tableFévrier[[#This Row],[Fusion]],tableOctobre[Fusion],0)+1,\"Non trouvé\")","v":"Non trouvé"},null,10393,null,10393]
["RF14","Production n°4 fluide frigorigène -40°C","U_CONT000060","Visite réglementaire groupes froid","MPS","REGL","U222RF","15U","600 279,00","2024-05-01",3,1,0,48,2,"BIOMED_ULIS",{"$error":"#NAME?"},{"$f":"IFERROR(\"Oui, à la ligne \" & MATCH(tableFévrier[[#This Row],[Fusion]],tableOctobre[Fusion],0)+1,\"Non trouvé\")","v":"Non trouvé"},null,10410,null,10410]
["NEP10ST10","Station de nettoyage en place n°10","U_CURA066454","Défaut conductivité rinçage finale","MC","AR","U236NEP","11U","480 227,00","2050-01-01",0,1,0,null,null,"BIOMED_ULIS",{"$error":"#NAME?"},{"$f":"IFERROR(\"Oui, à la ligne \" & MATCH(tableFévrier[[#This Row],[Fusion]],tableOctobre[Fusion],0)+1,\"Non trouvé\")","v":"Non trouvé"},null,10427,null,10427]
["UDA2CMT23","Enregistrement T° UDA2CONG11 / BAT01PLC17","U_METR000012","Vérification PERIODIQUE température","MPS","DEF","U855","70U","622 629,00","2024-12-17",3,1,0,52,1,"BIOTECH_ULIS",{"$error":"#NAME?"},{"$f":"IFERROR(\"Oui, à la ligne \" & MATCH(tableFévrier[[#This Row],[Fusion]],tableOctobre[Fusion],0)+1,\"Non trouvé\")","v":"Non trouvé"},null,10444,null,10444]
["FW3SBD04","Poste extinction zone tech & bureaux B4","U_CONT000020","Maintenance réglementaire","MPS","DEF","U130","80U","496 936,00","2021-05-21",3,1,0,26,1,"BIOMED_ULIS",{"$error":"#NAME?"},{"$f":"IFERROR(\"Oui, à la ligne \" & MATCH(tableFévrier[[#This Row],[Fusion]],tableOctobre[Fusion],0)+1,\"Non trouvé\")","v":"Non trouvé"},null,10458,null,10458]
["EXETALCMT218","Température voie 8 / TECHUR11","U_METROLOGIE    12","Vérification CURATIVE température","MC","DEF","U720","50U","130 760,00","3000-01-01",0,1,0,null,null,"BIOMED_ULIS",{"$error":"#NAME?"},{"$f":"IFERROR(\"Oui, à la ligne \" & MATCH(tableFévrier[[#This Row],[Fusion]],tableOctobre[Fusion],0)+1,\"Non trouvé\")","v":"Non trouvé"},null,10477,null,10477]
["EXETALCMT218","Température voie 8 / TECHUR11","U_METR000026","Vérification PERIODIQUE labo extérieur","MPS","DEF","U720","50U","472 450,00","2021-04-07",3,1,0,52,1,"BIOMED_ULIS",{"$error":"#NAME?"},{"$f":"IFERROR(\"Oui, à la ligne \" & MATCH(tableFévrier[[#This Row],[Fusion]],tableOctobre[Fusion],0)+1,\"Non trouvé\")","v":"Non trouvé"},null,10494,null,10494]
["ETALCMP13","Manomètre numérique Wika n° 1284TB9","U_METR000026","Vérification PERIODIQUE labo extérieur","MPS","DEF","U720","50U","631 495,00","2025-02-02",3,1,0,52,1,"BIOMED_ULIS",{"$error":"#NAME?"},{"$f":"IFERROR(\"Oui, à la ligne \" & MATCH(tableFévrier[[#This Row],[Fusion]],tableOctobre[Fusion],0)+1,\"Non trouvé\")","v":"Non trouvé"},null,10511,null,10511]
["ADEF143_018","Filtre ligne évent cuve","U_PROC000026","Remplacement cartouche filtration","MPS","DEF","U421DEAE","11U","598 230,00","2024-05-12",3,1,0,365,0,"BIOMED_ULIS",{"$error":"#NAME?"},{"$f":"IFERROR(\"Oui, à la ligne \" & MATCH(tableFévrier[[#This Row],[Fusion]],tableOctobre[Fusion],0)+1,\"Non trouvé\")","v":"Non trouvé"},null,10528,null,10528]
["ADEF144_018","Filtre 5 sur ligne évent cuve\"","U_PROC000026","Remplacement cartouche filtration","MPS","DEF","U421DEAE","11U","566 573,00","3000-01-01",3,1,0,52,1,"BIOMED_ULIS",{"$error":"#NAME?"},{"$f":"IFERROR(\"Oui, à la ligne \" & MATCH(tableFévrier[[#This Row],[Fusion]],tableOctobre[Fusion],0)+1,\"Non trouvé\")","v":"Non trouvé"},null,10529,null,10529]
["UDA1MS04","Spectromètre de masse n° UEA048","U_LABO000005","Maintenance préventive","MPS","AR","U855","70U","602 343,00","2024-06-29",3,1,0,365,0,"BIOTECH_ULIS",{"$error":"#NAME?"},{"$f":"IFERROR(\"Oui, à la ligne \" & MATCH(tableFévrier[[#This Row],[Fusion]],tableOctobre[Fusion],0)+1,\"Non trouvé\")","v":"Non trouvé"},null,10546,null,10546]
["LPRCMC04","Conductivimètre portable n° 07300016","U_METR000026","Vérification PERIODIQUE labo extérieur","MPS","DEF","U440COM","24U","602 766,00","2024-07-05",3,1,0,52,1,"BIOMED_ULIS",{"$error":"#NAME?"},{"$f":"IFERROR(\"Oui, à la ligne \" & MATCH(tableFévrier[[#This Row],[Fusion]],tableOctobre[Fusion],0)+1,\"Non trouvé\")","v":"Non trouvé"},null,10563,null,10563]
["TAMCMQ148_092","Mesure quantité soutirage cuve 148","U_METROLOGIE    30","Vérification CURATIVE de comptage","MC","DEF","U421DEAE","11U","393 259,00","2050-01-01",0,1,0,null,null,"BIOMED_ULIS",{"$error":"#NAME?"},{"$f":"IFERROR(\"Oui, à la ligne \" & MATCH(tableFévrier[[#This Row],[Fusion]],tableOctobre[Fusion],0)+1,\"Non trouvé\")","v":"Non trouvé"},null,10580,null,10580]
["ADEUF129","Skid UF HEMOLEVEN","U_PROC000063","Maintenance skid","MPS","DEF","U421DEAE","11U","598 254,00","2024-05-13",3,1,0,365,0,"BIOMED_ULIS",{"$error":"#NAME?"},{"$f":"IFERROR(\"Oui, à la ligne \" & MATCH(tableFévrier[[#This Row],[Fusion]],tableOctobre[Fusion],0)+1,\"Non trouvé\")","v":"Non trouvé"},null,10597,null,10597]
["EXMCBCOLG09","Collecteur de germes Merk Klevenot 76914","U_METROLOGIE    26","Vérification CURATIVE labo extérieur","MC","DEF","U640MCB","21U","150 681,00","3000-01-01",0,1,0,null,null,"BIOMED_ULIS",{"$error":"#NAME?"},{"$f":"IFERROR(\"Oui, à la ligne \" & MATCH(tableFévrier[[#This Row],[Fusion]],tableOctobre[Fusion],0)+1,\"Non trouvé\")","v":"Non trouvé"},null,10614,null,10614]
["SSISDI20","Système de sécurité incendie B12 CfC","U_CONT000018","Contrôle réglementaire détection incendie","MPS","DEF","U130","80U","496 947,00","2021-04-11",3,1,0,26,1,"BIOMED_ULIS",{"$error":"#NAME?"},{"$f":"IFERROR(\"Oui, à la ligne \" & MATCH(tableFévrier[[#This Row],[Fusion]],tableOctobre[Fusion],0)+1,\"Non trouvé\")","v":"Non trouvé"},null,10631,null,10631]
["ADESURG01","Surgélateur azote liquide","U_MECA000162","Maintenance surgélateur","MPS","DEF","U421DEAE","11U","598 321,00","2024-05-28",3,1,0,365,0,"BIOMED_ULIS",{"$error":"#NAME?"},{"$f":"IFERROR(\"Oui, à la ligne \" & MATCH(tableFévrier[[#This Row],[Fusion]],tableOctobre[Fusion],0)+1,\"Non trouvé\")","v":"Non trouvé"},null,10648,null,10648]
["BAT08ADEAE","Bâtiment 8 atelier ADE","U_SANS   PREVENTIF","Sans   préventif","MC","AR","U200BATP","AR",null,"2049-12-31",0,1,0,null,null,"BIOMED_ULIS",{"$error":"#NAME?"},{"$f":"IFERROR(\"Oui, à la ligne \" & MATCH(tableFévrier[[#This Row],[Fusion]],tableOctobre[Fusion],0)+1,\"Non trouvé\")","v":"Non trouvé"},null,10665,null,10665]
["TAMCMF149_092","Mesure débit soutirage cuve 149","U_METR000011","Vérification PERIODIQUE de débit","MPS","AR","U421DEAE","11U",null,"2049-12-29",3,1,0,52,1,"BIOMED_ULIS",{"$error":"#NAME?"},{"$f":"IFERROR(\"Oui, à la ligne \" & MATCH(tableFévrier[[#This Row],[Fusion]],tableOctobre[Fusion],0)+1,\"Non trouvé\")","v":"Non trouvé"},null,10682,null,10682]
["PLATS","Tableau de pontage soutirage PLAT003/004","U_CURA068198","Remplacement des joints","MPC","AR","U440","11U","140 117,00","3000-01-01",0,1,0,null,null,"BIOMED_ULIS",{"$error":"#NAME?"},{"$f":"IFERROR(\"Oui, à la ligne \" & MATCH(tableFévrier[[#This Row],[Fusion]],tableOctobre[Fusion],0)+1,\"Non trouvé\")","v":"Non trouvé"},null,10699,null,10699]
["ADECMDO113_033","Densité optique","U_PROC000134","Maintenance et certification cellules densité optique","MPS","DEF","U421DEAE","11U","559 998,00","2024-07-29",3,1,0,365,0,"BIOMED_ULIS",{"$error":"#NAME?"},{"$f":"IFERROR(\"Oui, à la ligne \" & MATCH(tableFévrier[[#This Row],[Fusion]],tableOctobre[Fusion],0)+1,\"Non trouvé\")","v":"Non trouvé"},null,10716,null,10716]
["MGPPAL20","Palettier fixe ch. froide MGPCF02","U_CONTROLES","Travaux remise en état suite vérification réglementaire","MC","DEF","U406","13U","144 542,00","2050-01-01",0,1,0,null,null,"BIOMED_ULIS",{"$error":"#NAME?"},{"$f":"IFERROR(\"Oui, à la ligne \" & MATCH(tableFévrier[[#This Row],[Fusion]],tableOctobre[Fusion],0)+1,\"Non trouvé\")","v":"Non trouvé"},null,10733,null,10733]
["MGPPAL30","Palettier fixe ch. froide MGPCF36","U_CONTROLES","Travaux remise en état suite vérification réglementaire","MC","DEF","U406","13U","144 551,00","2050-01-01",0,1,0,null,null,"BIOMED_ULIS",{"$error":"#NAME?"},{"$f":"IFERROR(\"Oui, à la ligne \" & MATCH(tableFévrier[[#This Row],[Fusion]],tableOctobre[Fusion],0)+1,\"Non trouvé\")","v":"Non trouvé"},null,10737,null,10737]
["TECHCMW16","Balance de charge magasin","U_METROLOGIE    03","Vérifcation CURATIVE balance 31/150Kg","MC","AR","U222","11U","128 160,00","3000-01-01",0,1,0,null,null,"BIOMED_ULIS",{"$error":"#NAME?"},{"$f":"IFERROR(\"Oui, à la ligne \" & MATCH(tableFévrier[[#This Row],[Fusion]],tableOctobre[Fusion],0)+1,\"Non trouvé\")","v":"Non trouvé"},null,10766,null,10766]
["ALBCMW03","Indication de poids ALBR002","U_METROLOGIE    13","Vérification CURATIVE pesons","MC","DEF","U440","11U","550 524,00","3000-01-01",0,1,0,null,null,"BIOMED_ULIS",{"$error":"#NAME?"},{"$f":"IFERROR(\"Oui, à la ligne \" & MATCH(tableFévrier[[#This Row],[Fusion]],tableOctobre[Fusion],0)+1,\"Non trouvé\")","v":"Non trouvé"},null,10783,null,10783]
["ALBCMW03","Indication de poids ALBR002","U_METR000013","Vérification PERIODIQUE mesure pesage","MPS","METR","U440","11U","603 954,00","2024-08-13",3,1,0,365,0,"BIOMED_ULIS",{"$error":"#NAME?"},{"$f":"IFERROR(\"Oui, à la ligne \" & MATCH(tableFévrier[[#This Row],[Fusion]],tableOctobre[Fusion],0)+1,\"Non trouvé\")","v":"Non trouvé"},null,10784]
["EXCRDAU401","Autoclave laverie 2eme B1","U_CURA068969","Dépose autoclave et environnement","AME","DEF","U850","13U",null,"3000-01-01",0,1,0,null,null,"BIOTECH_ULIS",{"$error":"#NAME?"},{"$f":"IFERROR(\"Oui, à la ligne \" & MATCH(tableFévrier[[#This Row],[Fusion]],tableOctobre[Fusion],0)+1,\"Non trouvé\")","v":"Non trouvé"},null,10801,null,10801]
["ALBCMT04","Indication température alcool ALBR001","U_METR000012","Vérification PERIODIQUE température","MPS","DEF","U440","11U","601 647,00","2024-06-13",3,1,0,365,0,"BIOMED_ULIS",{"$error":"#NAME?"},{"$f":"IFERROR(\"Oui, à la ligne \" & MATCH(tableFévrier[[#This Row],[Fusion]],tableOctobre[Fusion],0)+1,\"Non trouvé\")","v":"Non trouvé"},null,10818,null,10818]
["BCHSOR08","Sorbonne","U_LABO000002","A contrôler par prestataire externe","MPS","DEF","U624UAP","22U","599 282,00","2024-06-18",3,1,0,52,1,"BIOMED_ULIS",{"$error":"#NAME?"},{"$f":"IFERROR(\"Oui, à la ligne \" & MATCH(tableFévrier[[#This Row],[Fusion]],tableOctobre[Fusion],0)+1,\"Non trouvé\")","v":"Non trouvé"},null,10835,null,10835]
["ADETRA02","Tracteur pousseur pour cuves n°A11650","U_MECA000164","Maintenance Tracteur Pousseur","MPS","DEF","U421DEAE","15U","600 434,00","2024-07-30",3,1,0,365,0,"BIOMED_ULIS",{"$error":"#NAME?"},{"$f":"IFERROR(\"Oui, à la ligne \" & MATCH(tableFévrier[[#This Row],[Fusion]],tableOctobre[Fusion],0)+1,\"Non trouvé\")","v":"Non trouvé"},null,10852,null,10852]
["BAT20","Poste empot. éthanol dépotage surnageant","U_CURA069805","Divers travaux de bâtiment","MC","DEF","U235BATU","13U","128 057,00","3000-01-01",0,1,0,null,null,"BIOMED_ULIS",{"$error":"#NAME?"},{"$f":"IFERROR(\"Oui, à la ligne \" & MATCH(tableFévrier[[#This Row],[Fusion]],tableOctobre[Fusion],0)+1,\"Non trouvé\")","v":"Non trouvé"},null,10869,null,10869]
["ADECMC122_044","Conductivité rétentat gamme haute","U_METROLOGIE    19","Vérification CURATIVE conductivité solution","MC","AR","U421DEAE","11U","494 346,00","2050-01-01",0,1,0,null,null,"BIOMED_ULIS",{"$error":"#NAME?"},{"$f":"IFERROR(\"Oui, à la ligne \" & MATCH(tableFévrier[[#This Row],[Fusion]],tableOctobre[Fusion],0)+1,\"Non trouvé\")","v":"Non trouvé"},null,10886,null,10886]
["ADER182_001","Cuve mobile 400L","U_PROC000072","Maintenance agitateur magnétique AGITEC","MPS","AR","U421DEAE","11U","613 761,00","2024-03-22",3,1,0,26,1,"BIOMED_ULIS",{"$error":"#NAME?"},{"$f":"IFERROR(\"Oui, à la ligne \" & MATCH(tableFévrier[[#This Row],[Fusion]],tableOctobre[Fusion],0)+1,\"Non trouvé\")","v":"Non trouvé"},null,10903]
["ADECMP179_009","Pression intérieur cuve mobile 70L","U_METR000015","Vérification PERIODIQUE pression","MPS","AR","U421DEAE","11U","594 901,00","2024-04-07",3,1,0,52,1,"BIOMED_ULIS",{"$error":"#NAME?"},{"$f":"IFERROR(\"Oui, à la ligne \" & MATCH(tableFévrier[[#This Row],[Fusion]],tableOctobre[Fusion],0)+1,\"Non trouvé\")","v":"Non trouvé"},null,10920,null,10920]
["ADECMP187_009","Pression intérieur cuve mobile 400L","U_METR000015","Vérification PERIODIQUE pression","MPS","AR","U421DEAE","11U","616 591,00","2024-10-03",3,1,0,52,1,"BIOMED_ULIS",{"$error":"#NAME?"},{"$f":"IFERROR(\"Oui, à la ligne \" & MATCH(tableFévrier[[#This Row],[Fusion]],tableOctobre[Fusion],0)+1,\"Non trouvé\")","v":"Non trouvé"},null,10937,null,10937]
["ADECMS187_018","Vitesse agitation cuve mobile 400L","U_METROLOGIE    14","Vérification CURATIVE mesure vitesse","MC","AR","U421DEAE","11U","128 365,00","3000-01-01",0,1,0,null,null,"BIOMED_ULIS",{"$error":"#NAME?"},{"$f":"IFERROR(\"Oui, à la ligne \" & MATCH(tableFévrier[[#This Row],[Fusion]],tableOctobre[Fusion],0)+1,\"Non trouvé\")","v":"Non trouvé"},null,10954,null,10954]
["WFI","Production et distri. eau ppi vrac B8","U_CURA070218","Suivie niveau","CON","AR","U236WFI","11U","381 327,00","2050-01-01",0,1,0,null,null,"BIOMED_ULIS",{"$error":"#NAME?"},{"$f":"IFERROR(\"Oui, à la ligne \" & MATCH(tableFévrier[[#This Row],[Fusion]],tableOctobre[Fusion],0)+1,\"Non trouvé\")","v":"Non trouvé"},null,10971,null,10971]
["LPLCMT87","Indic temp centrifugeur LPLC12","U_METROLOGIE    26","Vérification CURATIVE labo extérieur","MC","DEF","U602LPL","23U","129 754,00","3000-01-01",0,1,0,null,null,"BIOMED_ULIS",{"$error":"#NAME?"},{"$f":"IFERROR(\"Oui, à la ligne \" & MATCH(tableFévrier[[#This Row],[Fusion]],tableOctobre[Fusion],0)+1,\"Non trouvé\")","v":"Non trouvé"},null,10988,null,10988]
["CBCMT74","Thermomètre EBRO n° 62440035","U_METROLOGIE    12","Vérification CURATIVE température","MC","DEF","U855","70U","453 110,00","2050-01-01",0,1,0,null,null,"BIOTECH_ULIS",{"$error":"#NAME?"},{"$f":"IFERROR(\"Oui, à la ligne \" & MATCH(tableFévrier[[#This Row],[Fusion]],tableOctobre[Fusion],0)+1,\"Non trouvé\")","v":"Non trouvé"},null,11005,null,11005]
["AC07CMP12","Affichage pression roue","U_METROLOGIE    15","Vérification CURATIVE pression","MC","AR","U222AC","10U",null,"2049-12-30",0,1,0,null,null,"BIOMED_ULIS",{"$error":"#NAME?"},{"$f":"IFERROR(\"Oui, à la ligne \" & MATCH(tableFévrier[[#This Row],[Fusion]],tableOctobre[Fusion],0)+1,\"Non trouvé\")","v":"Non trouvé"},null,11022,null,11022]
["AC25CMP04","Affichage pression roue","U_METR000015","Vérification PERIODIQUE pression","MPS","AR","U222AC","10U","603 224,00","2024-07-18",3,1,0,52,1,"BIOMED_ULIS",{"$error":"#NAME?"},{"$f":"IFERROR(\"Oui, à la ligne \" & MATCH(tableFévrier[[#This Row],[Fusion]],tableOctobre[Fusion],0)+1,\"Non trouvé\")","v":"Non trouvé"},null,11031,null,11031]
["AC77CMP02","Affichage pression roue","U_METR000015","Vérification PERIODIQUE pression","MPS","AR","U222AC","10U","603 227,00","2024-07-18",3,1,0,52,1,"BIOMED_ULIS",{"$error":"#NAME?"},{"$f":"IFERROR(\"Oui, à la ligne \" & MATCH(tableFévrier[[#This Row],[Fusion]],tableOctobre[Fusion],0)+1,\"Non trouvé\")","v":"Non trouvé"},null,11039,null,11039]
["RF24","Production fluide frigorigène  GW1/2","U_FROID000053","Controle étanchéité","MPS","DEF","U222RF","10U","596 179,00","2024-09-08",3,1,0,365,0,"BIOMED_ULIS",{"$error":"#NAME?"},{"$f":"IFERROR(\"Oui, à la ligne \" & MATCH(tableFévrier[[#This Row],[Fusion]],tableOctobre[Fusion],0)+1,\"Non trouvé\")","v":"Non trouvé"},null,11056,null,11056]
["RF12","Production n°2 fluide frigorigène -40°C","U_FROID000054","Maintenance + Contrôle étanchéité","MPS","DEF","U222RF","10U","595 819,00","2024-03-04",3,1,0,52,1,"BIOMED_ULIS",{"$f":"_xlfn.TEXTJOIN(\"\",TRUE,A11074:D11074,H11074,N11074)","v":{"$error":"#NAME?"}},{"$f":"IFERROR(\"Oui, à la ligne \" & MATCH(tableFévrier[[#This Row],[Fusion]],tableOctobre[Fusion],0)+1,\"Non trouvé\")","v":"Non trouvé"},null,11073,null,11073]
["RF54/55","Groupe de production froid GW13","U_FROID000054","Maintenance + Contrôle étanchéité","MPS","DEF","U222RF","10U","595 864,00","2024-03-10",3,1,0,365,0,"BIOMED_ULIS",{"$error":"#NAME?"},{"$f":"IFERROR(\"Oui, à la ligne \" & MATCH(tableFévrier[[#This Row],[Fusion]],tableOctobre[Fusion],0)+1,\"Non trouvé\")","v":"Non trouvé"},null,11090,null,11090]
["GW0CMP351_070","Pression amont echangeur Alfalastin 2","U_METROLOGIE    15","Vérification CURATIVE pression","MC","DEF","U222GW","11U","130 908,00","3000-01-01",0,1,0,null,null,"BIOMED_ULIS",{"$error":"#NAME?"},{"$f":"IFERROR(\"Oui, à la ligne \" & MATCH(tableFévrier[[#This Row],[Fusion]],tableOctobre[Fusion],0)+1,\"Non trouvé\")","v":"Non trouvé"},null,11107,null,11107]
["LPLCMS02","Indic vitesse centrifugeur LPLC11","U_METROLOGIE    26","Vérification CURATIVE labo extérieur","MC","DEF","U602LPL","23U","156 393,00","3000-01-01",0,1,0,null,null,"BIOMED_ULIS",{"$error":"#NAME?"},{"$f":"IFERROR(\"Oui, à la ligne \" & MATCH(tableFévrier[[#This Row],[Fusion]],tableOctobre[Fusion],0)+1,\"Non trouvé\")","v":"Non trouvé"},null,11124,null,11124]
["EXMCBCMT68","Enreg. temp. MCBCONG03/BAT01ARM02","U_METR000012","Vérification PERIODIQUE température","MPS","AR","U640MCB","21U","393 018,00","2018-11-05",3,1,0,52,1,"BIOMED_ULIS",{"$error":"#NAME?"},{"$f":"IFERROR(\"Oui, à la ligne \" & MATCH(tableFévrier[[#This Row],[Fusion]],tableOctobre[Fusion],0)+1,\"Non trouvé\")","v":"Non trouvé"},null,11141,null,11141]
["ADECMS178_018","Vitesse agitation cuve mobile 700L","U_METROLOGIE    14","Vérification CURATIVE mesure vitesse","MC","DEF","U421DEAE","11U","131 503,00","3000-01-01",0,1,0,null,null,"BIOMED_ULIS",{"$error":"#NAME?"},{"$f":"IFERROR(\"Oui, à la ligne \" & MATCH(tableFévrier[[#This Row],[Fusion]],tableOctobre[Fusion],0)+1,\"Non trouvé\")","v":"Non trouvé"},null,11158,null,11158]
["CQBLAB08","Flacon étalon 4 ml en verre avec fuite de 1","U_LABO000007","Vérification périodique","MPS","DEF","U633","71U","408 242,00","2049-01-01",0,1,0,null,null,"BIOTECH_ULIS",{"$error":"#NAME?"},{"$f":"IFERROR(\"Oui, à la ligne \" & MATCH(tableFévrier[[#This Row],[Fusion]],tableOctobre[Fusion],0)+1,\"Non trouvé\")","v":"Non trouvé"},null,11175,null,11175]
["EXPW1","Production eau purifiée 1","U_CURA071284","Défaut stabilisation eau bonne","CON","AR","U222PW","11U","386 720,00","2050-01-01",0,1,0,null,null,"BIOMED_ULIS",{"$error":"#NAME?"},{"$f":"IFERROR(\"Oui, à la ligne \" & MATCH(tableFévrier[[#This Row],[Fusion]],tableOctobre[Fusion],0)+1,\"Non trouvé\")","v":"Non trouvé"},null,11192,null,11192]
["ADECMC113_030","Conductivité sortie skid gamme haute","U_METROLOGIE    19","Vérification CURATIVE conductivité solution","MC","DEF","U421DEAE","11U","537 907,00","3000-01-01",0,1,0,null,null,"BIOMED_ULIS",{"$error":"#NAME?"},{"$f":"IFERROR(\"Oui, à la ligne \" & MATCH(tableFévrier[[#This Row],[Fusion]],tableOctobre[Fusion],0)+1,\"Non trouvé\")","v":"Non trouvé"},null,11209,null,11209]
["MGPCF01","Chambre froide n°1 stockage -40°C","U_CONT000064","Visite réglementaire palettiers fixes","MPS","DEF","U406","13U","548 659,00","2023-05-20",3,1,0,52,1,"BIOMED_ULIS",{"$error":"#NAME?"},{"$f":"IFERROR(\"Oui, à la ligne \" & MATCH(tableFévrier[[#This Row],[Fusion]],tableOctobre[Fusion],0)+1,\"Non trouvé\")","v":"Non trouvé"},null,11226,null,11226]
["MGGCF09","Chambre froide +5°C n°9 produits finis","U_CONTROLES","Travaux remise en état suite vérification réglementaire","MC","DEF","U168","13U",null,"2049-12-31",0,1,0,null,null,"BIOMED_ULIS",{"$error":"#NAME?"},{"$f":"IFERROR(\"Oui, à la ligne \" & MATCH(tableFévrier[[#This Row],[Fusion]],tableOctobre[Fusion],0)+1,\"Non trouvé\")","v":"Non trouvé"},null,11243,null,11243]
["BAT11MGG","Bâtiment 11 partie magasin général","U_CURA071381","Remise en état chariots","MC","AR","U200BATP","11U",null,"3000-01-01",0,1,0,null,null,"BIOMED_ULIS",{"$error":"#NAME?"},{"$f":"IFERROR(\"Oui, à la ligne \" & MATCH(tableFévrier[[#This Row],[Fusion]],tableOctobre[Fusion],0)+1,\"Non trouvé\")","v":"Non trouvé"},null,11260,null,11260]
["BAT08RC102","Atelier centrifugation immunoglobuline","U_CURA071490","Eclairage hs","MC","DEF","U200BATP","13U","133 307,00","3000-01-01",0,1,0,null,null,"BIOMED_ULIS",{"$error":"#NAME?"},{"$f":"IFERROR(\"Oui, à la ligne \" & MATCH(tableFévrier[[#This Row],[Fusion]],tableOctobre[Fusion],0)+1,\"Non trouvé\")","v":"Non trouvé"},null,11277,null,11277]
["PLAPV54","Vanne évent cuve PLAT004","U_CURA071592","Défaut de vanne","MC","AR","U410","11U","372 655,00","3000-01-01",0,1,0,null,null,"BIOMED_ULIS",{"$error":"#NAME?"},{"$f":"IFERROR(\"Oui, à la ligne \" & MATCH(tableFévrier[[#This Row],[Fusion]],tableOctobre[Fusion],0)+1,\"Non trouvé\")","v":"Non trouvé"},null,11294,null,11294]
["RF12ARM01","Armoire automatisme circuit n°2 -40°C","U_CONTROLES","Travaux remise en état suite vérification réglementaire","MC","AR","U222RF","10U","134 337,00","3000-01-01",0,1,0,null,null,"BIOMED_ULIS",{"$error":"#NAME?"},{"$f":"IFERROR(\"Oui, à la ligne \" & MATCH(tableFévrier[[#This Row],[Fusion]],tableOctobre[Fusion],0)+1,\"Non trouvé\")","v":"Non trouvé"},null,11295,null,11295]
["ACCL77","Climatisation local 1318","U_CLIM000207","Maintenance climatiseur","MPS","DEF","U222AC","10U","599 944,00","2024-06-03",3,1,0,52,1,"BIOMED_ULIS",{"$error":"#NAME?"},{"$f":"IFERROR(\"Oui, à la ligne \" & MATCH(tableFévrier[[#This Row],[Fusion]],tableOctobre[Fusion],0)+1,\"Non trouvé\")","v":"Non trouvé"},null,11325,null,11325]
["AC79CD47","Condenseur climatisation 1331/1332","U_CLIM000207","Maintenance climatiseur","MPS","DEF","U222AC","10U","134 891,00","3000-01-01",0,1,0,null,null,"BIOMED_ULIS",{"$error":"#NAME?"},{"$f":"IFERROR(\"Oui, à la ligne \" & MATCH(tableFévrier[[#This Row],[Fusion]],tableOctobre[Fusion],0)+1,\"Non trouvé\")","v":"Non trouvé"},null,11328,null,11328]
["AC40CD21","Condenseur clim 18202/203/204/205/207","U_CLIM000207","Maintenance climatiseur","MPS","DEF","U222AC","10U","599 931,00","3000-01-01",0,1,0,null,null,"BIOMED_ULIS",{"$error":"#NAME?"},{"$f":"IFERROR(\"Oui, à la ligne \" & MATCH(tableFévrier[[#This Row],[Fusion]],tableOctobre[Fusion],0)+1,\"Non trouvé\")","v":"Non trouvé"},null,11345,null,11345]
["AC79CD47","Condenseur climatisation 1331/1332","U_FROID000053","Controle étanchéité","MPS","DEF","U222AC","10U","371 577,00","2049-06-11",0,1,0,null,null,"BIOMED_ULIS",{"$error":"#NAME?"},{"$f":"IFERROR(\"Oui, à la ligne \" & MATCH(tableFévrier[[#This Row],[Fusion]],tableOctobre[Fusion],0)+1,\"Non trouvé\")","v":"Non trouvé"},null,11362,null,11362]
["AC40CD12","Condenseur clim 18106/108/109/110/111","U_FROID000053","Controle étanchéité","MPS","DEF","U222AC","10U","595 963,00","2024-06-03",3,1,0,52,1,"BIOMED_ULIS",{"$error":"#NAME?"},{"$f":"IFERROR(\"Oui, à la ligne \" & MATCH(tableFévrier[[#This Row],[Fusion]],tableOctobre[Fusion],0)+1,\"Non trouvé\")","v":"Non trouvé"},null,11379,null,11379]
["ADECMC01","QIRA±1 - Conductivité rinçage final","U_METR000018","Vérif. PERIODIQUE mesure conductivité circuit","MPS","AR","U421DEAE","11U","594 840,00","2023-12-05",3,1,0,52,1,"BIOMED_ULIS",{"$error":"#NAME?"},{"$f":"IFERROR(\"Oui, à la ligne \" & MATCH(tableFévrier[[#This Row],[Fusion]],tableOctobre[Fusion],0)+1,\"Non trouvé\")","v":"Non trouvé"},null,11396,null,11396]
["AC19CE02","Extracteur d'air B4","U_CLIM000205","Maintenance extraction / ventilation","MPS","AR","U222AC","10U","612 498,00","2024-03-20",3,1,0,26,1,"BIOMED_ULIS",{"$error":"#NAME?"},{"$f":"IFERROR(\"Oui, à la ligne \" & MATCH(tableFévrier[[#This Row],[Fusion]],tableOctobre[Fusion],0)+1,\"Non trouvé\")","v":"Non trouvé"},null,11413,null,11413]
["UNFGCMM04","Capteur d'humidité N°2 sur boite à gant UNFGLAB04","U_LABO000004","Demande de devis pour prestation","MPS","DEF","U868","70U","599 079,00","2024-05-29",3,1,0,365,0,"BIOTECH_ULIS",{"$error":"#NAME?"},{"$f":"IFERROR(\"Oui, à la ligne \" & MATCH(tableFévrier[[#This Row],[Fusion]],tableOctobre[Fusion],0)+1,\"Non trouvé\")","v":"Non trouvé"},null,11430,null,11430]
["ADECMW129_002","Poids cuve UF 129","U_METR000013","Vérification PERIODIQUE mesure pesage","MPS","DEF","U421DEAE","11U","598 168,00","2024-05-05",3,1,0,52,1,"BIOMED_ULIS",{"$error":"#NAME?"},{"$f":"IFERROR(\"Oui, à la ligne \" & MATCH(tableFévrier[[#This Row],[Fusion]],tableOctobre[Fusion],0)+1,\"Non trouvé\")","v":"Non trouvé"},null,11447]
["WFISBD105","Ss boucle FP T I+II+III et laverie 8RC71","U_CURA072351","Défaut de température de distribution haute","MPC","AR","U236WFI","11U","376 631,00","3000-01-01",0,1,0,null,null,"BIOMED_ULIS",{"$error":"#NAME?"},{"$f":"IFERROR(\"Oui, à la ligne \" & MATCH(tableFévrier[[#This Row],[Fusion]],tableOctobre[Fusion],0)+1,\"Non trouvé\")","v":"Non trouvé"},null,11464,null,11464]
["LPRCMC05","Conductivimètre n° 1856001011158","U_METROLOGIE    26","Vérification CURATIVE labo extérieur","MC","DEF","U440COM","24U","137 324,00","3000-01-01",0,1,0,null,null,"BIOMED_ULIS",{"$error":"#NAME?"},{"$f":"IFERROR(\"Oui, à la ligne \" & MATCH(tableFévrier[[#This Row],[Fusion]],tableOctobre[Fusion],0)+1,\"Non trouvé\")","v":"Non trouvé"},null,11481,null,11481]
["EXMCBCOLG10","Collecteur de germes Merk Klevenot 76915","U_CURATIF","Urgent","MC","AR","U640MCB","21U","383 445,00","2050-01-01",0,1,0,null,null,"BIOMED_ULIS",{"$error":"#NAME?"},{"$f":"IFERROR(\"Oui, à la ligne \" & MATCH(tableFévrier[[#This Row],[Fusion]],tableOctobre[Fusion],0)+1,\"Non trouvé\")","v":"Non trouvé"},null,11498,null,11498]
["CRDCMT28","Sonde T° enreg PT1.2 autoclave CRDAU01","U_METR000012","Vérification PERIODIQUE température","MPS","AR","U850","11U","621 466,00","2025-01-18",3,1,0,52,1,"BIOTECH_ULIS",{"$error":"#NAME?"},{"$f":"IFERROR(\"Oui, à la ligne \" & MATCH(tableFévrier[[#This Row],[Fusion]],tableOctobre[Fusion],0)+1,\"Non trouvé\")","v":"Non trouvé"},null,11515,null,11515]
["RF53","Groupe de sécurité CO2","U_FROID000054","Maintenance + Contrôle étanchéité","MPS","AR","U222RF","10U","595 882,00","2024-03-25",3,1,0,52,1,"BIOMED_ULIS",{"$error":"#NAME?"},{"$f":"IFERROR(\"Oui, à la ligne \" & MATCH(tableFévrier[[#This Row],[Fusion]],tableOctobre[Fusion],0)+1,\"Non trouvé\")","v":"Non trouvé"},null,11532,null,11532]
["CBREF23","Réfrigérateur-Congélateur DOMETIC n°5132075","U_SANS   PREVENTIF","Sans   préventif","MC","AR","U855","AR",null,"3000-01-01",0,1,0,null,null,"BIOTECH_ULIS",{"$error":"#NAME?"},{"$f":"IFERROR(\"Oui, à la ligne \" & MATCH(tableFévrier[[#This Row],[Fusion]],tableOctobre[Fusion],0)+1,\"Non trouvé\")","v":"Non trouvé"},null,11549,null,11549]
["AC61CL01","Climatiseur labo OPL salle 11121","U_CLIM000207","Maintenance climatiseur","MPS","AR","U222AC","10U","595 995,00","2024-06-05",3,1,0,52,1,"BIOMED_ULIS",{"$error":"#NAME?"},{"$f":"IFERROR(\"Oui, à la ligne \" & MATCH(tableFévrier[[#This Row],[Fusion]],tableOctobre[Fusion],0)+1,\"Non trouvé\")","v":"Non trouvé"},null,11550,null,11550]
["EXEPL2LAB01","Compte-tubulures","U_LABO000005","Maintenance préventive","MPS","DEF","U406","40U","427 062,00","2019-12-26",3,1,0,52,1,"BIOMED_ULIS",{"$error":"#NAME?"},{"$f":"IFERROR(\"Oui, à la ligne \" & MATCH(tableFévrier[[#This Row],[Fusion]],tableOctobre[Fusion],0)+1,\"Non trouvé\")","v":"Non trouvé"},null,11567,null,11567]
["MCBCMT69","Enreg temp MCBETUV14/BAT01ARM04","U_METROLOGIE    12","Vérification CURATIVE température","MC","DEF","U640MCB","21U","140 882,00","3000-01-01",0,1,0,null,null,"BIOMED_ULIS",{"$error":"#NAME?"},{"$f":"IFERROR(\"Oui, à la ligne \" & MATCH(tableFévrier[[#This Row],[Fusion]],tableOctobre[Fusion],0)+1,\"Non trouvé\")","v":"Non trouvé"},null,11587,null,11587]
["ALBR08","Réacteur UF albumine UF2","U_CURA073957","Remplacement filtre event","MC","AR","U440","11U","376 000,00","3000-01-01",0,1,0,null,null,"BIOMED_ULIS",{"$error":"#NAME?"},{"$f":"IFERROR(\"Oui, à la ligne \" & MATCH(tableFévrier[[#This Row],[Fusion]],tableOctobre[Fusion],0)+1,\"Non trouvé\")","v":"Non trouvé"},null,11600,null,11600]
["ALBCMW04","Indication de poids ALBR003","U_METR000013","Vérification PERIODIQUE mesure pesage","MPS","METR","U440","11U","613 725,00","2024-09-13",3,1,0,365,0,"BIOMED_ULIS",{"$error":"#NAME?"},{"$f":"IFERROR(\"Oui, à la ligne \" & MATCH(tableFévrier[[#This Row],[Fusion]],tableOctobre[Fusion],0)+1,\"Non trouvé\")","v":"Non trouvé"},null,11617]
["PLABOL267","Bol de centri BKA28 N°267","U_CURA074468","Vérification du circuit de refroidissement","MC","AR","U410","11U","367 518,00","3000-01-01",0,1,0,null,null,"BIOMED_ULIS",{"$error":"#NAME?"},{"$f":"IFERROR(\"Oui, à la ligne \" & MATCH(tableFévrier[[#This Row],[Fusion]],tableOctobre[Fusion],0)+1,\"Non trouvé\")","v":"Non trouvé"},null,11634,null,11634]
["NEP01PV34","Vanne de PLA-TB vers NEP01CP03","U_CURA074569","En défaut","MC","AR","U236NEP","11U","383 894,00","2050-01-01",0,1,0,null,null,"BIOMED_ULIS",{"$error":"#NAME?"},{"$f":"IFERROR(\"Oui, à la ligne \" & MATCH(tableFévrier[[#This Row],[Fusion]],tableOctobre[Fusion],0)+1,\"Non trouvé\")","v":"Non trouvé"},null,11651,null,11651]
["GAMPAL06","Palan sur monorail centri. gamma","U_MECA000168","Remplacement sangle palan","MPS","DEF","U440LEV","11U","448 127,00","2024-07-08",3,1,0,260,1,"BIOMED_ULIS",{"$error":"#NAME?"},{"$f":"IFERROR(\"Oui, à la ligne \" & MATCH(tableFévrier[[#This Row],[Fusion]],tableOctobre[Fusion],0)+1,\"Non trouvé\")","v":"Non trouvé"},null,11668,null,11668]
["UDA2C01","Centrifugeuse Hettich 3130-10","U_CONT000026","Vérif. réglementaire machines","MPS","DEF","U880","70U","599 100,00","2024-06-30",3,1,0,365,0,"BIOTECH_ULIS",{"$error":"#NAME?"},{"$f":"IFERROR(\"Oui, à la ligne \" & MATCH(tableFévrier[[#This Row],[Fusion]],tableOctobre[Fusion],0)+1,\"Non trouvé\")","v":"Non trouvé"},null,11685,null,11685]
["BCHCMA03","Ph mètre","U_METR000026","Vérification PERIODIQUE labo extérieur","MPS","AR","U624UAP","22U","417 492,00","3000-01-01",3,1,0,365,0,"BIOMED_ULIS",{"$error":"#NAME?"},{"$f":"IFERROR(\"Oui, à la ligne \" & MATCH(tableFévrier[[#This Row],[Fusion]],tableOctobre[Fusion],0)+1,\"Non trouvé\")","v":"Non trouvé"},null,11702,null,11702]
["MGPCF36","Chambre froide -40° c n°36 Stockage Plasma","U_CURA075686","Sol glissant","MC","DEF","U406","10U","145 589,00","3000-01-01",0,1,0,null,null,"BIOMED_ULIS",{"$error":"#NAME?"},{"$f":"IFERROR(\"Oui, à la ligne \" & MATCH(tableFévrier[[#This Row],[Fusion]],tableOctobre[Fusion],0)+1,\"Non trouvé\")","v":"Non trouvé"},null,11719,null,11719]
["ADER171_001","Cuve mobile 400L","U_CURA076060","Réparation prise combitac","MCU","DEF","U421DEAE","11U","146 700,00","3000-01-01",0,1,0,null,null,"BIOMED_ULIS",{"$error":"#NAME?"},{"$f":"IFERROR(\"Oui, à la ligne \" & MATCH(tableFévrier[[#This Row],[Fusion]],tableOctobre[Fusion],0)+1,\"Non trouvé\")","v":"Non trouvé"},null,11736,null,11736]
["GAMCENTRI","Equipements atelier centrifugation gamma","U_CURA076325","Inhibition niveaux calo","CON","AR","U441","11U","386 905,00","2050-01-01",0,1,0,null,null,"BIOMED_ULIS",{"$error":"#NAME?"},{"$f":"IFERROR(\"Oui, à la ligne \" & MATCH(tableFévrier[[#This Row],[Fusion]],tableOctobre[Fusion],0)+1,\"Non trouvé\")","v":"Non trouvé"},null,11753,null,11753]
["ADER184_001","Cuve mobile 400L","U_CURA076633","Defaut signal canopen cuve","MC","AR","U421DEAE","11U","398 978,00","2050-01-01",0,1,0,null,null,"BIOMED_ULIS",{"$error":"#NAME?"},{"$f":"IFERROR(\"Oui, à la ligne \" & MATCH(tableFévrier[[#This Row],[Fusion]],tableOctobre[Fusion],0)+1,\"Non trouvé\")","v":"Non trouvé"},null,11770,null,11770]
["GAMC22","Centrifugeuse n°2 gamma","U_CURA076748","Défaut débit bas","MC","AR","U441","11U","367 311,00","3000-01-01",0,1,0,null,null,"BIOMED_ULIS",{"$error":"#NAME?"},{"$f":"IFERROR(\"Oui, à la ligne \" & MATCH(tableFévrier[[#This Row],[Fusion]],tableOctobre[Fusion],0)+1,\"Non trouvé\")","v":"Non trouvé"},null,11787,null,11787]
["UDP2CMT64","Thermomètre numérique EBRO n°15204439","U_METROLOGIE    12","Vérification CURATIVE température","MC","DEF","U851","10U",null,"3000-01-01",0,1,0,null,null,"BIOTECH_ULIS",{"$error":"#NAME?"},{"$f":"IFERROR(\"Oui, à la ligne \" & MATCH(tableFévrier[[#This Row],[Fusion]],tableOctobre[Fusion],0)+1,\"Non trouvé\")","v":"Non trouvé"},null,11804,null,11804]
["ALBPLC07","Station automate FP T I+II+III","U_CURA076939","Fonction débatissage bloquée","MC","AR","U440","11U","373 758,00","3000-01-01",0,1,0,null,null,"BIOMED_ULIS",{"$error":"#NAME?"},{"$f":"IFERROR(\"Oui, à la ligne \" & MATCH(tableFévrier[[#This Row],[Fusion]],tableOctobre[Fusion],0)+1,\"Non trouvé\")","v":"Non trouvé"},null,11805,null,11805]
["AC27CT27","Caisson trait. air couloirs prod. rdc b8","U_CLIM000201","Contrôle CTA","MPS","DEF","U222AC","10U","626 546,00","2024-02-01",3,1,0,30,0,"BIOMED_ULIS",{"$error":"#NAME?"},{"$f":"IFERROR(\"Oui, à la ligne \" & MATCH(tableFévrier[[#This Row],[Fusion]],tableOctobre[Fusion],0)+1,\"Non trouvé\")","v":"Non trouvé"},null,11822,null,11822]
["PLACMT80","Enregist, temperature PLACONG09","U_METR000012","Vérification PERIODIQUE température","MPS","DEF","U410","11U","594 888,00","2024-04-06",3,1,0,52,1,"BIOMED_ULIS",{"$error":"#NAME?"},{"$f":"IFERROR(\"Oui, à la ligne \" & MATCH(tableFévrier[[#This Row],[Fusion]],tableOctobre[Fusion],0)+1,\"Non trouvé\")","v":"Non trouvé"},null,11839,null,11839]
["TECHOUT96","Longe d'ancrage pour harnais de sécurité","U_CONT000032","Visite réglementaire","MPS","REGL","U130","15U","546 052,00","2023-03-30",3,1,0,365,0,"BIOMED_ULIS",{"$error":"#NAME?"},{"$f":"IFERROR(\"Oui, à la ligne \" & MATCH(tableFévrier[[#This Row],[Fusion]],tableOctobre[Fusion],0)+1,\"Non trouvé\")","v":"Non trouvé"},null,11856,null,11856]
["ADECMP191_009","Pression intérieur cuve mobile 400L","U_METR000015","Vérification PERIODIQUE pression","MPS","DEF","U421DEAE","11U","598 173,00","2024-05-06",3,1,0,52,1,"BIOMED_ULIS",{"$error":"#NAME?"},{"$f":"IFERROR(\"Oui, à la ligne \" & MATCH(tableFévrier[[#This Row],[Fusion]],tableOctobre[Fusion],0)+1,\"Non trouvé\")","v":"Non trouvé"},null,11881,null,11881]
["ADECMS191_018","Vitesse agitation cuve mobile 400L","U_METR000014","Vérification PERIODIQUE mesure vitesse","MPS","METR","U421DEAE","11U","598 226,00","2024-05-12",3,1,0,365,0,"BIOMED_ULIS",{"$error":"#NAME?"},{"$f":"IFERROR(\"Oui, à la ligne \" & MATCH(tableFévrier[[#This Row],[Fusion]],tableOctobre[Fusion],0)+1,\"Non trouvé\")","v":"Non trouvé"},null,11889,null,11889]
["CBCMW07","Balance Pioneer 210g / 0.1mg n° B446257753","U_METR000001","Vérif. PERIODIQUE balance 0/30 Kg max.","MPS","DEF","U855","70U","593 080,00","2030-04-30",3,1,0,365,0,"BIOTECH_ULIS",{"$error":"#NAME?"},{"$f":"IFERROR(\"Oui, à la ligne \" & MATCH(tableFévrier[[#This Row],[Fusion]],tableOctobre[Fusion],0)+1,\"Non trouvé\")","v":"Non trouvé"},null,11906,null,11906]
["DGAO","Réseaux détection gaz alcool oxygène","U_CURA078124","Détection alcool en 8RC62 point libre","MCU","AR","U130","11U","373 852,00","3000-01-01",0,1,0,null,null,"BIOMED_ULIS",{"$error":"#NAME?"},{"$f":"IFERROR(\"Oui, à la ligne \" & MATCH(tableFévrier[[#This Row],[Fusion]],tableOctobre[Fusion],0)+1,\"Non trouvé\")","v":"Non trouvé"},null,11923,null,11923]
["MCBCMCT29","Chronomètre rebours 3 canaux n°150744070","U_METROLOGIE    05","Vérification CURATIVE temps","MC","AR","U640MCB","21U","154 600,00","3000-01-01",0,1,0,null,null,"BIOMED_ULIS",{"$error":"#NAME?"},{"$f":"IFERROR(\"Oui, à la ligne \" & MATCH(tableFévrier[[#This Row],[Fusion]],tableOctobre[Fusion],0)+1,\"Non trouvé\")","v":"Non trouvé"},null,11940,null,11940]
["FACCE5","Extracteur surgélateur PLASURG02/1SS27","U_CLIM000205","Maintenance extraction / ventilation","MPS","DEF","U420","10U","612 482,00","2024-09-13",3,1,0,365,0,"BIOMED_ULIS",{"$error":"#NAME?"},{"$f":"IFERROR(\"Oui, à la ligne \" & MATCH(tableFévrier[[#This Row],[Fusion]],tableOctobre[Fusion],0)+1,\"Non trouvé\")","v":"Non trouvé"},null,11957,null,11957]
["BCHCMW20","Balance Sartorius 2200g","U_METR000001","Vérif. PERIODIQUE balance 0/30 Kg max.","MPS","DEF","U624UAP","22U","580 386,00","2024-03-06",3,1,0,52,1,"BIOMED_ULIS",{"$error":"#NAME?"},{"$f":"IFERROR(\"Oui, à la ligne \" & MATCH(tableFévrier[[#This Row],[Fusion]],tableOctobre[Fusion],0)+1,\"Non trouvé\")","v":"Non trouvé"},null,11974,null,11974]
["EXMCBCMCT50","Chronomètre incubation géloses n°17","U_METR000005","Vérification PERIODIQUE temps","MPS","DEF","U640MCB","21U","554 050,00","2049-06-08",0,1,0,null,null,"BIOMED_ULIS",{"$error":"#NAME?"},{"$f":"IFERROR(\"Oui, à la ligne \" & MATCH(tableFévrier[[#This Row],[Fusion]],tableOctobre[Fusion],0)+1,\"Non trouvé\")","v":"Non trouvé"},null,11991,null,11991]
["EXMCBCMCT39","Chronomètre incubation géloses n°6","U_METROLOGIE    05","Vérification CURATIVE temps","MC","DEF","U640MCB","21U","155 141,00","3000-01-01",0,1,0,null,null,"BIOMED_ULIS",{"$error":"#NAME?"},{"$f":"IFERROR(\"Oui, à la ligne \" & MATCH(tableFévrier[[#This Row],[Fusion]],tableOctobre[Fusion],0)+1,\"Non trouvé\")","v":"Non trouvé"},null,12008,null,12008]
["MCBCMCT58","Chronomètre incubation géloses n°25","U_METROLOGIE    05","Vérification CURATIVE temps","MC","DEF","U640MCB","21U","155 161,00","3000-01-01",0,1,0,null,null,"BIOMED_ULIS",{"$error":"#NAME?"},{"$f":"IFERROR(\"Oui, à la ligne \" & MATCH(tableFévrier[[#This Row],[Fusion]],tableOctobre[Fusion],0)+1,\"Non trouvé\")","v":"Non trouvé"},null,12025,null,12025]
["AC55CL01","Climatisation 1 local 1360bis","U_FROID000053","Controle étanchéité","MPS","DEF","U222AC","10U","596 005,00","2024-06-05",3,1,0,52,1,"BIOMED_ULIS",{"$error":"#NAME?"},{"$f":"IFERROR(\"Oui, à la ligne \" & MATCH(tableFévrier[[#This Row],[Fusion]],tableOctobre[Fusion],0)+1,\"Non trouvé\")","v":"Non trouvé"},null,12042,null,12042]
["DPLACMT105","Collecteur mesures DATAWATCH n°1549-0041","U_METR000012","Vérification PERIODIQUE température","MPS","DEF","U670","40U","602 951,00","2024-06-06",3,1,0,52,1,"BIOMED_ULIS",{"$error":"#NAME?"},{"$f":"IFERROR(\"Oui, à la ligne \" & MATCH(tableFévrier[[#This Row],[Fusion]],tableOctobre[Fusion],0)+1,\"Non trouvé\")","v":"Non trouvé"},null,12059,null,12059]
["DPLACMT106","Collecteur mesures DATAWATCH n°1549-0042","U_METR000012","Vérification PERIODIQUE température","MPS","DEF","U670","40U","602 952,00","2024-06-06",3,1,0,52,1,"BIOMED_ULIS",{"$error":"#NAME?"},{"$f":"IFERROR(\"Oui, à la ligne \" & MATCH(tableFévrier[[#This Row],[Fusion]],tableOctobre[Fusion],0)+1,\"Non trouvé\")","v":"Non trouvé"},null,12060,null,12060]
["DPLACMT106","Collecteur mesures DATAWATCH n°1549-0042","U_METROLOGIE    12","Vérification CURATIVE température","MC","DEF","U670","40U","156 052,00","3000-01-01",0,1,0,null,null,"BIOMED_ULIS",{"$error":"#NAME?"},{"$f":"IFERROR(\"Oui, à la ligne \" & MATCH(tableFévrier[[#This Row],[Fusion]],tableOctobre[Fusion],0)+1,\"Non trouvé\")","v":"Non trouvé"},null,12077,null,12077]
["BAT08CMPSS49","Enregistrement pression en 8SS49","U_METR000015","Vérification PERIODIQUE pression","MPS","AR","U410","10U","587 569,00","2024-03-06",3,1,0,52,1,"BIOMED_ULIS",{"$error":"#NAME?"},{"$f":"IFERROR(\"Oui, à la ligne \" & MATCH(tableFévrier[[#This Row],[Fusion]],tableOctobre[Fusion],0)+1,\"Non trouvé\")","v":"Non trouvé"},null,12094,null,12094]
["PLACMP11","Manomètre de pression filtre PLAF01","U_METROLOGIE    15","Vérification CURATIVE pression","MC","METR","U410","11U","614 578,00","3000-01-01",0,1,0,null,null,"BIOMED_ULIS",{"$error":"#NAME?"},{"$f":"IFERROR(\"Oui, à la ligne \" & MATCH(tableFévrier[[#This Row],[Fusion]],tableOctobre[Fusion],0)+1,\"Non trouvé\")","v":"Non trouvé"},null,12111,null,12111]
["AC24F06","Filtre terminale 8RC231","U_CLIM000138","Remplacement filtre HEPA","MPS","CLIM","U222AC","10U","557 822,00","2028-07-23",2,1,0,"2 190,00",0,"BIOMED_ULIS",{"$error":"#NAME?"},{"$f":"IFERROR(\"Oui, à la ligne \" & MATCH(tableFévrier[[#This Row],[Fusion]],tableOctobre[Fusion],0)+1,\"Non trouvé\")","v":"Non trouvé"},null,12128,null,12128]
["EXPW2CMT02","Sonde de mesure de température sortie Démi PW2 n°1","U_METROLOGIE    12","Vérification CURATIVE température","MC","AR","U222PW","11U","156 582,00","3000-01-01",0,1,0,null,null,"BIOMED_ULIS",{"$error":"#NAME?"},{"$f":"IFERROR(\"Oui, à la ligne \" & MATCH(tableFévrier[[#This Row],[Fusion]],tableOctobre[Fusion],0)+1,\"Non trouvé\")","v":"Non trouvé"},null,12145,null,12145]
["DPLACMT115","Collecteur mesures DATAWATCH n°1615-0084","U_METROLOGIE    12","Vérification CURATIVE température","MC","DEF","U670","40U","157 048,00","3000-01-01",0,1,0,null,null,"BIOMED_ULIS",{"$error":"#NAME?"},{"$f":"IFERROR(\"Oui, à la ligne \" & MATCH(tableFévrier[[#This Row],[Fusion]],tableOctobre[Fusion],0)+1,\"Non trouvé\")","v":"Non trouvé"},null,12160,null,12160]
["EXDPLACMT138","Enregistreur SENSITECH n°DFR22013Z0","U_METROLOGIE    12","Vérification CURATIVE température","MC","DEF","U670","40U","157 071,00","3000-01-01",0,1,0,null,null,"BIOMED_ULIS",{"$error":"#NAME?"},{"$f":"IFERROR(\"Oui, à la ligne \" & MATCH(tableFévrier[[#This Row],[Fusion]],tableOctobre[Fusion],0)+1,\"Non trouvé\")","v":"Non trouvé"},null,12178,null,12178]
["EXDPLACMT158","Enregistreur SENSITECH n°DC422008T0","U_METROLOGIE    12","Vérification CURATIVE température","MC","DEF","U670","40U","157 091,00","3000-01-01",0,1,0,null,null,"BIOMED_ULIS",{"$error":"#NAME?"},{"$f":"IFERROR(\"Oui, à la ligne \" & MATCH(tableFévrier[[#This Row],[Fusion]],tableOctobre[Fusion],0)+1,\"Non trouvé\")","v":"Non trouvé"},null,12195,null,12195]
["EXDPLACMT134","Enregistreur SENSITECH n°DFR2201320","U_METR000012","Vérification PERIODIQUE température","MPS","DEF","U670","40U","419 891,00","2019-08-05",3,1,0,365,0,"BIOMED_ULIS",{"$error":"#NAME?"},{"$f":"IFERROR(\"Oui, à la ligne \" & MATCH(tableFévrier[[#This Row],[Fusion]],tableOctobre[Fusion],0)+1,\"Non trouvé\")","v":"Non trouvé"},null,12212,null,12212]
["EXDPLACMT155","Enregistreur SENSITECH n°DFR22015E0","U_METR000012","Vérification PERIODIQUE température","MPS","DEF","U670","40U","451 430,00","2020-08-04",3,1,0,365,0,"BIOMED_ULIS",{"$error":"#NAME?"},{"$f":"IFERROR(\"Oui, à la ligne \" & MATCH(tableFévrier[[#This Row],[Fusion]],tableOctobre[Fusion],0)+1,\"Non trouvé\")","v":"Non trouvé"},null,12229,null,12229]
["BCHCMW21","Masse autocontrôle 500g","U_METROLOGIE    32","Vérif. CURATIVE masse autocontrôle","MC","DEF","U624UAP","22U","157 871,00","3000-01-01",0,1,0,null,null,"BIOMED_ULIS",{"$error":"#NAME?"},{"$f":"IFERROR(\"Oui, à la ligne \" & MATCH(tableFévrier[[#This Row],[Fusion]],tableOctobre[Fusion],0)+1,\"Non trouvé\")","v":"Non trouvé"},null,12246,null,12246]
["CBCMT83","Sonde EBRO N°62460907 secours","U_METR000012","Vérification PERIODIQUE température","MPS","DEF","U855","70U","614 212,00","2024-09-20",3,1,0,52,1,"BIOTECH_ULIS",{"$error":"#NAME?"},{"$f":"IFERROR(\"Oui, à la ligne \" & MATCH(tableFévrier[[#This Row],[Fusion]],tableOctobre[Fusion],0)+1,\"Non trouvé\")","v":"Non trouvé"},null,12263,null,12263]
["UDA1CMQ128","Pipette Lite XLS+ L8-50 B609164555","U_SANS   PREVENTIF","Sans   préventif","MC","AR","U855","AR",null,"3000-01-01",0,1,0,null,null,"BIOTECH_ULIS",{"$error":"#NAME?"},{"$f":"IFERROR(\"Oui, à la ligne \" & MATCH(tableFévrier[[#This Row],[Fusion]],tableOctobre[Fusion],0)+1,\"Non trouvé\")","v":"Non trouvé"},null,12280,null,12280]
["EXPW2DUO101","Déminéralisateur duo n°1 PW2","U_CURA079729","Fuite","MC","AR","U222PW","11U","531 508,00","3000-01-01",0,1,0,null,null,"BIOMED_ULIS",{"$error":"#NAME?"},{"$f":"IFERROR(\"Oui, à la ligne \" & MATCH(tableFévrier[[#This Row],[Fusion]],tableOctobre[Fusion],0)+1,\"Non trouvé\")","v":"Non trouvé"},null,12297,null,12297]
["ALBCMW31","Masse autocontrôle 10kg  n°ZN71","U_METR000032","Vérif. périodique masse autocontrôle","MPS","DEF","U440","11U","627 895,00","2025-02-26",3,1,0,365,0,"BIOMED_ULIS",{"$error":"#NAME?"},{"$f":"IFERROR(\"Oui, à la ligne \" & MATCH(tableFévrier[[#This Row],[Fusion]],tableOctobre[Fusion],0)+1,\"Non trouvé\")","v":"Non trouvé"},null,12314,null,12314]
["ALBCMW32","Masse autocontrôle 10 Kg n°ZN72","U_METR000032","Vérif. périodique masse autocontrôle","MPS","DEF","U440","11U","627 896,00","2025-02-26",3,1,0,365,0,"BIOMED_ULIS",{"$error":"#NAME?"},{"$f":"IFERROR(\"Oui, à la ligne \" & MATCH(tableFévrier[[#This Row],[Fusion]],tableOctobre[Fusion],0)+1,\"Non trouvé\")","v":"Non trouvé"},null,12315,null,12315]
["WFISBD314","Sous boucle de distibution Alfalastin1","U_CURA080024","Défaut température basse.","MC","AR","U236WFI","11U","372 549,00","3000-01-01",0,1,0,null,null,"BIOMED_ULIS",{"$error":"#NAME?"},{"$f":"IFERROR(\"Oui, à la ligne \" & MATCH(tableFévrier[[#This Row],[Fusion]],tableOctobre[Fusion],0)+1,\"Non trouvé\")","v":"Non trouvé"},null,12332,null,12332]
["CQBAV01","Armoire ventilée Erlab n° 25684-1601","U_CLIM000135","Maintenance armoire ventilée","MPS","AR","U633","71U","436 485,00","2020-04-29",3,1,0,365,0,"BIOTECH_ULIS",{"$error":"#NAME?"},{"$f":"IFERROR(\"Oui, à la ligne \" & MATCH(tableFévrier[[#This Row],[Fusion]],tableOctobre[Fusion],0)+1,\"Non trouvé\")","v":"Non trouvé"},null,12349,null,12349]
["PLAEQUIP","Equipements spécifiques plasma","CURA203354","Fourniture rouleaux","MC","AUTR","U410","11U","576 686,00","3000-01-01",0,1,0,null,null,"BIOMED_ULIS",{"$error":"#NAME?"},{"$f":"IFERROR(\"Oui, à la ligne \" & MATCH(tableFévrier[[#This Row],[Fusion]],tableOctobre[Fusion],0)+1,\"Non trouvé\")","v":"Non trouvé"},null,12366,null,12366]
["ADEUF124","Skid UF1 Alfa1&2","CURA203509","TUBE HS","MC","MECA","U421DEAE","11U","367 546,00","3000-01-01",0,1,0,null,null,"BIOMED_ULIS",{"$error":"#NAME?"},{"$f":"IFERROR(\"Oui, à la ligne \" & MATCH(tableFévrier[[#This Row],[Fusion]],tableOctobre[Fusion],0)+1,\"Non trouvé\")","v":"Non trouvé"},null,12383,null,12383]
["EXPLAC02","Centrifugeuse plasma n°2","CURA203638","Adhérence du caillebotis et stabilité de la plateforme","MC","BATI","U410","13U","367 559,00","3000-01-01",0,1,0,null,null,"BIOMED_ULIS",{"$error":"#NAME?"},{"$f":"IFERROR(\"Oui, à la ligne \" & MATCH(tableFévrier[[#This Row],[Fusion]],tableOctobre[Fusion],0)+1,\"Non trouvé\")","v":"Non trouvé"},null,12400,null,12400]
["EXEPL2REF01","Réfrigérateur découpe des tubulures","CURA203789","ALARME GTC","MC","AR","U406","11U","370 914,00","3000-01-01",0,1,0,null,null,"BIOMED_ULIS",{"$f":"_xlfn.TEXTJOIN(\"\",TRUE,A12418:D12418,H12418,N12418)","v":{"$error":"#NAME?"}},{"$f":"IFERROR(\"Oui, à la ligne \" & MATCH(tableFévrier[[#This Row],[Fusion]],tableOctobre[Fusion],0)+1,\"Non trouvé\")","v":"Non trouvé"},null,12417,null,12417]
["BAT11","Bâtiment 11 Magasin général et plasma","CURA203959","Passage en mode manuel des racks","MC","AR","U235BATL","11U","500 671,00","2050-01-01",0,1,0,null,null,"BIOMED_ULIS",{"$error":"#NAME?"},{"$f":"IFERROR(\"Oui, à la ligne \" & MATCH(tableFévrier[[#This Row],[Fusion]],tableOctobre[Fusion],0)+1,\"Non trouvé\")","v":"Non trouvé"},null,12437,null,12437]
["GAMPLC03","Automate centrifugation gamma","CURA204116","Changement etape","CON","AR","U441","11U","532 725,00","3000-01-01",0,1,0,null,null,"BIOMED_ULIS",{"$error":"#NAME?"},{"$f":"IFERROR(\"Oui, à la ligne \" & MATCH(tableFévrier[[#This Row],[Fusion]],tableOctobre[Fusion],0)+1,\"Non trouvé\")","v":"Non trouvé"},null,12450,null,12450]
["NEP06ST06","Station NEP réacteurs Gamma","CURA204263","Vidange station Nep","MC","AR","U236NEP","11U","523 197,00","3000-01-01",0,1,0,null,null,"BIOMED_ULIS",{"$error":"#NAME?"},{"$f":"IFERROR(\"Oui, à la ligne \" & MATCH(tableFévrier[[#This Row],[Fusion]],tableOctobre[Fusion],0)+1,\"Non trouvé\")","v":"Non trouvé"},null,12467,null,12467]
["ETALCMT230","Température Conducal TECHU15","U_METROLOGIE    12","Vérification CURATIVE température","MC","AR","U720","50U","537 889,00","3000-01-01",0,1,0,null,null,"BIOMED_ULIS",{"$error":"#NAME?"},{"$f":"IFERROR(\"Oui, à la ligne \" & MATCH(tableFévrier[[#This Row],[Fusion]],tableOctobre[Fusion],0)+1,\"Non trouvé\")","v":"Non trouvé"},null,12484,null,12484]
["GAMCP22","Disperseur Fibri TI","CURA204757","Disjonction","MC","AR","U441","11U","382 101,00","2050-01-01",0,1,0,null,null,"BIOMED_ULIS",{"$error":"#NAME?"},{"$f":"IFERROR(\"Oui, à la ligne \" & MATCH(tableFévrier[[#This Row],[Fusion]],tableOctobre[Fusion],0)+1,\"Non trouvé\")","v":"Non trouvé"},null,12501,null,12501]
["MGGCF09","Chambre froide +5°C n°9 produits finis","CURA204943","Alarme GTC","MC","AR","U168","11U","375 003,00","3000-01-01",0,1,0,null,null,"BIOMED_ULIS",{"$error":"#NAME?"},{"$f":"IFERROR(\"Oui, à la ligne \" & MATCH(tableFévrier[[#This Row],[Fusion]],tableOctobre[Fusion],0)+1,\"Non trouvé\")","v":"Non trouvé"},null,12518,null,12518]
["AC127CL01","Climatisation laverie 1349","U_CLIM000207","Maintenance climatiseur","MPS","DEF","U222AC","10U","595 975,00","2024-06-03",3,1,0,52,1,"BIOTECH_ULIS",{"$error":"#NAME?"},{"$f":"IFERROR(\"Oui, à la ligne \" & MATCH(tableFévrier[[#This Row],[Fusion]],tableOctobre[Fusion],0)+1,\"Non trouvé\")","v":"Non trouvé"},null,12535,null,12535]
["PLAT003","Cuve envoi plasma après prélèvement","CURA205001","Identification / Numérotation des 6 barillets PMH - Atelier Décongélation","PRO","MECA","U410","11U","376 314,00","3000-01-01",0,1,0,null,null,"BIOMED_ULIS",{"$error":"#NAME?"},{"$f":"IFERROR(\"Oui, à la ligne \" & MATCH(tableFévrier[[#This Row],[Fusion]],tableOctobre[Fusion],0)+1,\"Non trouvé\")","v":"Non trouvé"},null,12552,null,12552]
["RF24","Production fluide frigorigène  GW1/2","U_CONTROLES","Travaux remise en état suite vérification réglementaire","MC","DEF","U222RF","13U","389 334,00","2050-01-01",0,1,0,null,null,"BIOMED_ULIS",{"$error":"#NAME?"},{"$f":"IFERROR(\"Oui, à la ligne \" & MATCH(tableFévrier[[#This Row],[Fusion]],tableOctobre[Fusion],0)+1,\"Non trouvé\")","v":"Non trouvé"},null,12569,null,12569]
["RF25","Production fluide frigorigène  GW1/2","U_FROID000057","Controle étanchéité","MPS","FROI","U222RF","10U","596 231,00","2024-06-06",3,1,0,26,1,"BIOMED_ULIS",{"$error":"#NAME?"},{"$f":"IFERROR(\"Oui, à la ligne \" & MATCH(tableFévrier[[#This Row],[Fusion]],tableOctobre[Fusion],0)+1,\"Non trouvé\")","v":"Non trouvé"},null,12570,null,12570]
["RF71/72","Production Fluide Frigorigène pour GW5/6","U_FROID000053","Controle étanchéité","MPS","DEF","U222GW","10U","596 192,00","2024-09-08",3,1,0,365,0,"BIOMED_ULIS",{"$error":"#NAME?"},{"$f":"IFERROR(\"Oui, à la ligne \" & MATCH(tableFévrier[[#This Row],[Fusion]],tableOctobre[Fusion],0)+1,\"Non trouvé\")","v":"Non trouvé"},null,12587,null,12587]
["ALBFP05","Filtre presse temps IV","CURA205384","Défaut sérrage vérin","MC","AR","U440","11U","464 308,00","2050-01-01",0,1,0,null,null,"BIOMED_ULIS",{"$error":"#NAME?"},{"$f":"IFERROR(\"Oui, à la ligne \" & MATCH(tableFévrier[[#This Row],[Fusion]],tableOctobre[Fusion],0)+1,\"Non trouvé\")","v":"Non trouvé"},null,12604,null,12604]
["EXPW2CMC05","Mesure conductivité en sortie du Duo n°2","CURA205550","Changement de la sonde","MC","AR","U222PW","11U","507 466,00","2050-01-01",0,1,0,null,null,"BIOMED_ULIS",{"$error":"#NAME?"},{"$f":"IFERROR(\"Oui, à la ligne \" & MATCH(tableFévrier[[#This Row],[Fusion]],tableOctobre[Fusion],0)+1,\"Non trouvé\")","v":"Non trouvé"},null,12621,null,12621]
["BAT08PLASMA","Bâtiment 8 atelier décongélation","U_BATI000046","Nettoyage des faux-plafonds","MPS","BATI","U200BATP","13U","605 102,00","2024-08-22",3,1,0,52,1,"BIOMED_ULIS",{"$error":"#NAME?"},{"$f":"IFERROR(\"Oui, à la ligne \" & MATCH(tableFévrier[[#This Row],[Fusion]],tableOctobre[Fusion],0)+1,\"Non trouvé\")","v":"Non trouvé"},null,12638,null,12638]
["NEP04CP01","Pompe aller station n°4 NEP","CURA205969","Fuite","MC","AR","U236NEP","11U","386 419,00","2050-01-01",0,1,0,null,null,"BIOMED_ULIS",{"$error":"#NAME?"},{"$f":"IFERROR(\"Oui, à la ligne \" & MATCH(tableFévrier[[#This Row],[Fusion]],tableOctobre[Fusion],0)+1,\"Non trouvé\")","v":"Non trouvé"},null,12655,null,12655]
["ADEEQUIP","Equipements spécifiques atelier DEAE","U_MAGA000006","OT de sortie consommable ADEAE","SER","AR","U421DEAE","14U","435 495,00","2020-01-01",3,365,0,365,0,"BIOMED_ULIS",{"$error":"#NAME?"},{"$f":"IFERROR(\"Oui, à la ligne \" & MATCH(tableFévrier[[#This Row],[Fusion]],tableOctobre[Fusion],0)+1,\"Non trouvé\")","v":"Non trouvé"},null,12672,null,12672]
["BAT08PTADEAE","Portes ADEAE","U_CONT000052","Contrôle périodique porte 26S","MPS","REGL","U200BATP","13U","589 135,00","2023-10-16",3,1,0,26,1,"BIOMED_ULIS",{"$error":"#NAME?"},{"$f":"IFERROR(\"Oui, à la ligne \" & MATCH(tableFévrier[[#This Row],[Fusion]],tableOctobre[Fusion],0)+1,\"Non trouvé\")","v":"Non trouvé"},null,12689,null,12689]
["IS1CHD01","Chaudière vapeur PMS 12 bars 4,5 MWatts","CURA206511","Test 72h","MC","AR","U222IS","11U","518 215,00","2050-01-01",0,1,0,null,null,"BIOMED_ULIS",{"$error":"#NAME?"},{"$f":"IFERROR(\"Oui, à la ligne \" & MATCH(tableFévrier[[#This Row],[Fusion]],tableOctobre[Fusion],0)+1,\"Non trouvé\")","v":"Non trouvé"},null,12706,null,12706]
["BAT01","Bâtiment 1 commun","U_REGL_00002","Identification incomplète des appareillages et mauvaise identification de plusieurs appareillages.","AME","ELEC","U222ELE","10U","375 593,00","2050-01-01",0,1,0,null,null,"BIOMED_ULIS",{"$error":"#NAME?"},{"$f":"IFERROR(\"Oui, à la ligne \" & MATCH(tableFévrier[[#This Row],[Fusion]],tableOctobre[Fusion],0)+1,\"Non trouvé\")","v":"Non trouvé"},null,12716,null,12716]
["BAT01","Bâtiment 1 commun","U_REGL_00025","Présence d installations électriques dans le volume 2 (rince-?il mobile).","AME","ELEC","U222ELE","10U","375 608,00","2050-01-01",0,1,0,null,null,"BIOMED_ULIS",{"$error":"#NAME?"},{"$f":"IFERROR(\"Oui, à la ligne \" & MATCH(tableFévrier[[#This Row],[Fusion]],tableOctobre[Fusion],0)+1,\"Non trouvé\")","v":"Non trouvé"},null,12739,null,12739]
["BAT04","Bâtiment 4 Centrale énergie","U_REGL_00042","Pouvoir de coupure du départ   ARM ZONE BUREAUX   insuffisant.","AME","ELEC","U222ELE","10U","375 633,00","2050-01-01",0,1,0,null,null,"BIOMED_ULIS",{"$error":"#NAME?"},{"$f":"IFERROR(\"Oui, à la ligne \" & MATCH(tableFévrier[[#This Row],[Fusion]],tableOctobre[Fusion],0)+1,\"Non trouvé\")","v":"Non trouvé"},null,12756,null,12756]
["BAT11","Bâtiment 11 Magasin général et plasma","U_REGL_00060","Absence de coupure d urgence pour la nouvelle installation  TR12 .","AME","ELEC","U222ELE","10U","375 651,00","2050-01-01",0,1,0,null,null,"BIOMED_ULIS",{"$error":"#NAME?"},{"$f":"IFERROR(\"Oui, à la ligne \" & MATCH(tableFévrier[[#This Row],[Fusion]],tableOctobre[Fusion],0)+1,\"Non trouvé\")","v":"Non trouvé"},null,12773,null,12773]
["BAT23","Bâtiment administratif Ex Agilent grand","U_REGL_00094","Absence de dispositif de coupure facilement accessible.","AME","ELEC","U222ELE","10U","375 688,00","2050-01-01",0,1,0,null,null,"BIOTECH_ULIS",{"$error":"#NAME?"},{"$f":"IFERROR(\"Oui, à la ligne \" & MATCH(tableFévrier[[#This Row],[Fusion]],tableOctobre[Fusion],0)+1,\"Non trouvé\")","v":"Non trouvé"},null,12790,null,12790]
["UNFGFL03","Hotte à flux laminaire Stéril BVH 72C2 (utilisé en HFLV)","CURA206687","Réparation suite à panne","MC","DEF","U868","70U","375 748,00","3000-01-01",0,1,0,null,null,"BIOTECH_ULIS",{"$error":"#NAME?"},{"$f":"IFERROR(\"Oui, à la ligne \" & MATCH(tableFévrier[[#This Row],[Fusion]],tableOctobre[Fusion],0)+1,\"Non trouvé\")","v":"Non trouvé"},null,12807,null,12807]
["PLAEQUIP","Equipements spécifiques plasma","CURA206955","Fourniture rouleaux","MC","AR","U410","11U","534 193,00","3000-01-01",0,1,0,null,null,"BIOMED_ULIS",{"$error":"#NAME?"},{"$f":"IFERROR(\"Oui, à la ligne \" & MATCH(tableFévrier[[#This Row],[Fusion]],tableOctobre[Fusion],0)+1,\"Non trouvé\")","v":"Non trouvé"},null,12824,null,12824]
["PLAOUT02","Chariot de démontage des bols de centri.","CURA206956","Ré intégration prod","CON","DEF","U410","11U","380 716,00","2050-01-01",0,1,0,null,null,"BIOMED_ULIS",{"$error":"#NAME?"},{"$f":"IFERROR(\"Oui, à la ligne \" & MATCH(tableFévrier[[#This Row],[Fusion]],tableOctobre[Fusion],0)+1,\"Non trouvé\")","v":"Non trouvé"},null,12825,null,12825]
["MGPCEL05","Chariot élévateur R14","U_LEVA000019","Maintenance chariot élévateur","MPS","MECA","U406","15U","600 584,00","2024-04-21",3,1,0,26,1,"BIOMED_ULIS",{"$error":"#NAME?"},{"$f":"IFERROR(\"Oui, à la ligne \" & MATCH(tableFévrier[[#This Row],[Fusion]],tableOctobre[Fusion],0)+1,\"Non trouvé\")","v":"Non trouvé"},null,12842,null,12842]
["EXDWSBD02","Réseau distribution eau de ville PW","U_EAUX000052","Désinfection réseau e.v. alimentation PW AP","MPS","DEF","U222DW","11U","572 642,00","2023-12-30",3,1,0,365,0,"BIOMED_ULIS",{"$error":"#NAME?"},{"$f":"IFERROR(\"Oui, à la ligne \" & MATCH(tableFévrier[[#This Row],[Fusion]],tableOctobre[Fusion],0)+1,\"Non trouvé\")","v":"Non trouvé"},null,12859,null,12859]
["EXMCBCMCT68","Chronomètre incubation géloses n°35","U_METROLOGIE    05","Vérification CURATIVE temps","MC","METR","U640MCB","21U","377 739,00","2050-01-01",0,1,0,null,null,"BIOMED_ULIS",{"$error":"#NAME?"},{"$f":"IFERROR(\"Oui, à la ligne \" & MATCH(tableFévrier[[#This Row],[Fusion]],tableOctobre[Fusion],0)+1,\"Non trouvé\")","v":"Non trouvé"},null,12876,null,12876]
["EXMCBCMCT77","Chronomètre incubation géloses n°44","U_METR000005","Vérification PERIODIQUE temps","MPS","METR","U640MCB","21U","501 897,00","2022-03-10",3,1,0,52,1,"BIOMED_ULIS",{"$error":"#NAME?"},{"$f":"IFERROR(\"Oui, à la ligne \" & MATCH(tableFévrier[[#This Row],[Fusion]],tableOctobre[Fusion],0)+1,\"Non trouvé\")","v":"Non trouvé"},null,12893,null,12893]
["EXMCBCMCT85","Chronomètre incubation géloses n°52","U_METROLOGIE    05","Vérification CURATIVE temps","MC","METR","U640MCB","21U","377 757,00","2050-01-01",0,1,0,null,null,"BIOMED_ULIS",{"$error":"#NAME?"},{"$f":"IFERROR(\"Oui, à la ligne \" & MATCH(tableFévrier[[#This Row],[Fusion]],tableOctobre[Fusion],0)+1,\"Non trouvé\")","v":"Non trouvé"},null,12910,null,12910]
["BAT20","Poste empot. éthanol dépotage surnageant","CURA207495","Defaut niveau regard eau pollué","MC","AR","U235BATU","11U","516 354,00","2050-01-01",0,1,0,null,null,"BIOMED_ULIS",{"$error":"#NAME?"},{"$f":"IFERROR(\"Oui, à la ligne \" & MATCH(tableFévrier[[#This Row],[Fusion]],tableOctobre[Fusion],0)+1,\"Non trouvé\")","v":"Non trouvé"},null,12927,null,12927]
["RF20","Production fluide frigorigène GW1/2","U_FROID000054","Maintenance + Contrôle étanchéité","MPS","DEF","U222GW","10U","595 867,00","2024-03-10",3,1,0,365,0,"BIOMED_ULIS",{"$error":"#NAME?"},{"$f":"IFERROR(\"Oui, à la ligne \" & MATCH(tableFévrier[[#This Row],[Fusion]],tableOctobre[Fusion],0)+1,\"Non trouvé\")","v":"Non trouvé"},null,12944,null,12944]
["ALBFP06","Filtre-presse albumine T I+II+III","CURA207655","Defaut pression serrage verin","MC","AR","U440","11U","519 030,00","3000-01-01",0,1,0,null,null,"BIOMED_ULIS",{"$error":"#NAME?"},{"$f":"IFERROR(\"Oui, à la ligne \" & MATCH(tableFévrier[[#This Row],[Fusion]],tableOctobre[Fusion],0)+1,\"Non trouvé\")","v":"Non trouvé"},null,12961,null,12961]
["EXGAMPLC07","Automate filtre press gamma GAMFP01","CURA207806","Passage prope","MC","AR","U441","11U","430 454,00","2050-01-01",0,1,0,null,null,"BIOMED_ULIS",{"$error":"#NAME?"},{"$f":"IFERROR(\"Oui, à la ligne \" & MATCH(tableFévrier[[#This Row],[Fusion]],tableOctobre[Fusion],0)+1,\"Non trouvé\")","v":"Non trouvé"},null,12978,null,12978]
["EXPLAF03","Filtre plasma entrée PLATH 2 postes 0.5µm","CURA208063","Fourniture joints","MC","AR","U410","11U","445 910,00","2050-01-01",0,1,0,null,null,"BIOMED_ULIS",{"$error":"#NAME?"},{"$f":"IFERROR(\"Oui, à la ligne \" & MATCH(tableFévrier[[#This Row],[Fusion]],tableOctobre[Fusion],0)+1,\"Non trouvé\")","v":"Non trouvé"},null,12995,null,12995]
["EXPW1","Production eau purifiée 1","CURA208221","Défaut eau mauvaise","MC","AR","U222PW","11U","381 357,00","2050-01-01",0,1,0,null,null,"BIOMED_ULIS",{"$error":"#NAME?"},{"$f":"IFERROR(\"Oui, à la ligne \" & MATCH(tableFévrier[[#This Row],[Fusion]],tableOctobre[Fusion],0)+1,\"Non trouvé\")","v":"Non trouvé"},null,13010,null,13010]
["NEP10ST10","Station de nettoyage en place n°10","CURA208353","Defaut conductivité rinçage final","MC","AR","U236NEP","11U","477 983,00","2050-01-01",0,1,0,null,null,"BIOMED_ULIS",{"$error":"#NAME?"},{"$f":"IFERROR(\"Oui, à la ligne \" & MATCH(tableFévrier[[#This Row],[Fusion]],tableOctobre[Fusion],0)+1,\"Non trouvé\")","v":"Non trouvé"},null,13028,null,13028]
["EXPW2","Production eau purifiée 2","CURA208647","Defaut conductivité","MC","AR","U222PW","11U","449 244,00","2050-01-01",0,1,0,null,null,"BIOMED_ULIS",{"$error":"#NAME?"},{"$f":"IFERROR(\"Oui, à la ligne \" & MATCH(tableFévrier[[#This Row],[Fusion]],tableOctobre[Fusion],0)+1,\"Non trouvé\")","v":"Non trouvé"},null,13044,null,13044]
["AC60CD01","Climatiseur int Onduleur Bât 3","U_FROID000053","Controle étanchéité","MPS","DEF","U222ELE","10U","404 710,00","2049-06-10",0,1,0,null,null,"BIOMED_ULIS",{"$error":"#NAME?"},{"$f":"IFERROR(\"Oui, à la ligne \" & MATCH(tableFévrier[[#This Row],[Fusion]],tableOctobre[Fusion],0)+1,\"Non trouvé\")","v":"Non trouvé"},null,13061,null,13061]
["RND_METR_LABO_21U","Revue des tableaux de métrologie Secteur Labo Sup 21U","U_RND000001","Revue des étiquettes de conformité de métrologie","CON","METR","U640MCB","21U","589 226,00","2049-06-13",0,1,0,null,null,"ULIS",{"$error":"#NAME?"},{"$f":"IFERROR(\"Oui, à la ligne \" & MATCH(tableFévrier[[#This Row],[Fusion]],tableOctobre[Fusion],0)+1,\"Non trouvé\")","v":"Non trouvé"},null,13078,null,13078]
["RND_METR_LABO_22U","Revue des tableaux de métrologie Secteur Labo Sup 22U","U_RND000001","Revue des étiquettes de conformité de métrologie","CON","METR","U624UAP","22U","610 799,00","3000-01-01",0,1,0,null,null,"ULIS",{"$error":"#NAME?"},{"$f":"IFERROR(\"Oui, à la ligne \" & MATCH(tableFévrier[[#This Row],[Fusion]],tableOctobre[Fusion],0)+1,\"Non trouvé\")","v":"Non trouvé"},null,13079,null,13079]
["GAMC21","Centrifugeuse n°1 gamma","CURA208957","Défaut température haute GW2","MC","AR","U441","11U","420 094,00","2050-01-01",0,1,0,null,null,"BIOMED_ULIS",{"$error":"#NAME?"},{"$f":"IFERROR(\"Oui, à la ligne \" & MATCH(tableFévrier[[#This Row],[Fusion]],tableOctobre[Fusion],0)+1,\"Non trouvé\")","v":"Non trouvé"},null,13096,null,13096]
["ELEPTOUEST","Poste transformateur mt/bt ouest","U_ELEC000032","Maintenance préventive poste HT et TGBT","MPS","ELEC","U222ELE","10U","521 321,00","2024-07-13",3,1,0,"1 095,00",0,"BIOMED_ULIS",{"$error":"#NAME?"},{"$f":"IFERROR(\"Oui, à la ligne \" & MATCH(tableFévrier[[#This Row],[Fusion]],tableOctobre[Fusion],0)+1,\"Non trouvé\")","v":"Non trouvé"},null,13113,null,13113]
["ELEPTB04","Poste transformateur ht/bt Centrale énergie B4","U_ELEC000033","Nettoyage poste HT et vérification des EPI","MPS","ELEC","U222ELE","10U","596 102,00","2024-07-13",3,1,0,365,0,"BIOMED_ULIS",{"$error":"#NAME?"},{"$f":"IFERROR(\"Oui, à la ligne \" & MATCH(tableFévrier[[#This Row],[Fusion]],tableOctobre[Fusion],0)+1,\"Non trouvé\")","v":"Non trouvé"},null,13130,null,13130]
["BALANCES05","Balances 0/30kg LPL","U_COMM000001","Passage de commande","MPS","METR","U602LPL","14U","436 954,00","2020-03-30",3,1,0,365,0,"BIOMED_ULIS",{"$error":"#NAME?"},{"$f":"IFERROR(\"Oui, à la ligne \" & MATCH(tableFévrier[[#This Row],[Fusion]],tableOctobre[Fusion],0)+1,\"Non trouvé\")","v":"Non trouvé"},null,13147,null,13147]
["BALANCES22","Balances 31/150kg UDP3","U_COMM000001","Passage de commande","MPS","METR","U851","14U","436 971,00","2020-03-30",3,1,0,365,0,"BIOTECH_ULIS",{"$error":"#NAME?"},{"$f":"IFERROR(\"Oui, à la ligne \" & MATCH(tableFévrier[[#This Row],[Fusion]],tableOctobre[Fusion],0)+1,\"Non trouvé\")","v":"Non trouvé"},null,13164,null,13164]
["MASSES10","Masses autocontrôle AQ","U_COMM000001","Passage de commande","MPS","METR","U720","14U","436 988,00","2020-03-30",3,1,0,365,0,"BIOMED_ULIS",{"$error":"#NAME?"},{"$f":"IFERROR(\"Oui, à la ligne \" & MATCH(tableFévrier[[#This Row],[Fusion]],tableOctobre[Fusion],0)+1,\"Non trouvé\")","v":"Non trouvé"},null,13181,null,13181]
["CRDCMM02","Enreg HR% archive Biotech BAT01ARM06","U_METROLOGIE    23","Vérification CURATIVE hygrométrique","MC","DEF","U084","70U","382 788,00","2050-01-01",0,1,0,null,null,"BIOTECH_ULIS",{"$error":"#NAME?"},{"$f":"IFERROR(\"Oui, à la ligne \" & MATCH(tableFévrier[[#This Row],[Fusion]],tableOctobre[Fusion],0)+1,\"Non trouvé\")","v":"Non trouvé"},null,13198,null,13198]
["BAT01ASC04","Ascenseur monte charges droit B1","U_REGL_00130","Le dispositif de protection lors de la fermeture des portes ne fonctionne pas. (Danger utilisateur -","AME","MECA","U235BATU","13U","383 227,00","2050-01-01",0,1,0,null,null,"BIOMED_ULIS",{"$error":"#NAME?"},{"$f":"IFERROR(\"Oui, à la ligne \" & MATCH(tableFévrier[[#This Row],[Fusion]],tableOctobre[Fusion],0)+1,\"Non trouvé\")","v":"Non trouvé"},null,13215,null,13215]
["BAT01ASC02","Ascenseur duplex droit B1","U_REGL_00147","Les points lumineux actuellement installés dans le local de la machine ne permettent pas d obtenir u","AME","MECA","U235BATU","13U","383 209,00","2050-01-01",0,1,0,null,null,"BIOMED_ULIS",{"$error":"#NAME?"},{"$f":"IFERROR(\"Oui, à la ligne \" & MATCH(tableFévrier[[#This Row],[Fusion]],tableOctobre[Fusion],0)+1,\"Non trouvé\")","v":"Non trouvé"},null,13232,null,13232]
["BAT01ASC01","Ascenseur duplex gauche B1","U_REGL_00168","Le dossier technique comportant les caractéristiques principales de l installation ne nous a pas été","AME","MECA","U235BATU","13U","383 196,00","2050-01-01",0,1,0,null,null,"BIOMED_ULIS",{"$error":"#NAME?"},{"$f":"IFERROR(\"Oui, à la ligne \" & MATCH(tableFévrier[[#This Row],[Fusion]],tableOctobre[Fusion],0)+1,\"Non trouvé\")","v":"Non trouvé"},null,13249,null,13249]
["BAT03ASC05","Ascenseur B3","U_REGL_00192","Le dossier technique comportant les caractéristiques principales de l installation ne nous a pas été","AME","MECA","U235BATU","13U","383 242,00","2050-01-01",0,1,0,null,null,"BIOMED_ULIS",{"$error":"#NAME?"},{"$f":"IFERROR(\"Oui, à la ligne \" & MATCH(tableFévrier[[#This Row],[Fusion]],tableOctobre[Fusion],0)+1,\"Non trouvé\")","v":"Non trouvé"},null,13266,null,13266]
["BATAXASC10","Ascenseur magasin axe rue","U_REGL_00198","Il n existe pas d avertisseur sonore lors du fonctionnement en fermeture forcée des portes de cabine","AME","MECA","U235BATU","13U","383 330,00","2050-01-01",0,1,0,null,null,"BIOMED_ULIS",{"$error":"#NAME?"},{"$f":"IFERROR(\"Oui, à la ligne \" & MATCH(tableFévrier[[#This Row],[Fusion]],tableOctobre[Fusion],0)+1,\"Non trouvé\")","v":"Non trouvé"},null,13272,null,13272]
["BAT08ASC07","Ascenseur monte charges aile sud B8","U_REGL_00232","La notice d instructions permettant d assurer les opérations d entretien ne nous a pas été présentée","AME","MECA","U235BATU","13U","383 257,00","2050-01-01",0,1,0,null,null,"BIOMED_ULIS",{"$error":"#NAME?"},{"$f":"IFERROR(\"Oui, à la ligne \" & MATCH(tableFévrier[[#This Row],[Fusion]],tableOctobre[Fusion],0)+1,\"Non trouvé\")","v":"Non trouvé"},null,13299,null,13299]
["BATAXASC10","Ascenseur magasin axe rue","U_REGL_00251","Le ou les enveloppe(s) assurant la protection de l appareillage électrique est (sont) en mauvais éta","AME","MECA","U235BATU","13U","383 321,00","2050-01-01",0,1,0,null,null,"BIOMED_ULIS",{"$error":"#NAME?"},{"$f":"IFERROR(\"Oui, à la ligne \" & MATCH(tableFévrier[[#This Row],[Fusion]],tableOctobre[Fusion],0)+1,\"Non trouvé\")","v":"Non trouvé"},null,13316,null,13316]
["CQBCMT22","Thermomètre polyvalent Ebro N° 62472705","U_METR000012","Vérification PERIODIQUE température","MPS","DEF","U633","71U","390 910,00","2018-07-16",3,1,0,365,0,"BIOTECH_ULIS",{"$error":"#NAME?"},{"$f":"IFERROR(\"Oui, à la ligne \" & MATCH(tableFévrier[[#This Row],[Fusion]],tableOctobre[Fusion],0)+1,\"Non trouvé\")","v":"Non trouvé"},null,13333,null,13333]
["EXBCHSPC06","Spèctrophotomètre UV Cary 50","U_METR000037","Vérification périodique spectrophotomètre","MPS","METR","U624UAP","22U","529 825,00","2049-02-10",3,1,0,13,1,"BIOMED_ULIS",{"$error":"#NAME?"},{"$f":"IFERROR(\"Oui, à la ligne \" & MATCH(tableFévrier[[#This Row],[Fusion]],tableOctobre[Fusion],0)+1,\"Non trouvé\")","v":"Non trouvé"},null,13334,null,13334]
["RF10EVA17","Evapo. salle congélateur +20°c  1157","CURA209930","Alarme temperature","MC","AR","U222RF","10U","416 864,00","2050-01-01",0,1,0,null,null,"BIOMED_ULIS",{"$error":"#NAME?"},{"$f":"IFERROR(\"Oui, à la ligne \" & MATCH(tableFévrier[[#This Row],[Fusion]],tableOctobre[Fusion],0)+1,\"Non trouvé\")","v":"Non trouvé"},null,13351,null,13351]
["NEP09ST09","Sous-station NEP ADEAE","CURA210239","Défaut agitation cuve mobile","MC","AR","U236NEP","11U","464 193,00","2050-01-01",0,1,0,null,null,"BIOMED_ULIS",{"$error":"#NAME?"},{"$f":"IFERROR(\"Oui, à la ligne \" & MATCH(tableFévrier[[#This Row],[Fusion]],tableOctobre[Fusion],0)+1,\"Non trouvé\")","v":"Non trouvé"},null,13368,null,13368]
["GAMR007","Réacteur n°07 fractionnement gamma","U_CURA079478","Consignation agitation car fuite de GW","MC","AR","U441","11U",null,"2017-05-16T08:12:20",0,1,0,null,null,"BIOMED_ULIS",{"$error":"#NAME?"},{"$f":"IFERROR(\"Oui, à la ligne \" & MATCH(tableFévrier[[#This Row],[Fusion]],tableOctobre[Fusion],0)+1,\"Non trouvé\")","v":"Non trouvé"},null,13385,null,13385]
["ALBFP05","Filtre presse temps IV","CURA210626","Fourniture plaque","MC","AR","U440","11U","390 136,00","2050-01-01",0,1,0,null,null,"BIOMED_ULIS",{"$error":"#NAME?"},{"$f":"IFERROR(\"Oui, à la ligne \" & MATCH(tableFévrier[[#This Row],[Fusion]],tableOctobre[Fusion],0)+1,\"Non trouvé\")","v":"Non trouvé"},null,13402,null,13402]
["HCLR400","Cuve 12m3 acide chlo. avec rétention","CURA210708","Depotage camion impossible","MC","AR","U222PW","11U","422 487,00","2050-01-01",0,1,0,null,null,"BIOMED_ULIS",{"$error":"#NAME?"},{"$f":"IFERROR(\"Oui, à la ligne \" & MATCH(tableFévrier[[#This Row],[Fusion]],tableOctobre[Fusion],0)+1,\"Non trouvé\")","v":"Non trouvé"},null,13419,null,13419]
["MFPRCMP08","Manomètre détendeur bouteille Azote DSC","U_METR000015","Vérification PERIODIQUE pression","MPS","DEF","U868","70U","608 820,00","2026-07-27",3,1,0,156,1,"BIOTECH_ULIS",{"$error":"#NAME?"},{"$f":"IFERROR(\"Oui, à la ligne \" & MATCH(tableFévrier[[#This Row],[Fusion]],tableOctobre[Fusion],0)+1,\"Non trouvé\")","v":"Non trouvé"},null,13436,null,13436]
["GAMC21","Centrifugeuse n°1 gamma","CURA211450","Nettoyage double enveloppe.","MC","AR","U441","11U","450 863,00","2050-01-01",0,1,0,null,null,"BIOMED_ULIS",{"$error":"#NAME?"},{"$f":"IFERROR(\"Oui, à la ligne \" & MATCH(tableFévrier[[#This Row],[Fusion]],tableOctobre[Fusion],0)+1,\"Non trouvé\")","v":"Non trouvé"},null,13453,null,13453]
["MGGPLT40","Palettier fixe magasin en BAT11RC31","U_CONTROLES","Travaux remise en état suite vérification réglementaire","MC","DEF","U168","13U","433 900,00","2050-01-01",0,1,0,null,null,"BIOMED_ULIS",{"$error":"#NAME?"},{"$f":"IFERROR(\"Oui, à la ligne \" & MATCH(tableFévrier[[#This Row],[Fusion]],tableOctobre[Fusion],0)+1,\"Non trouvé\")","v":"Non trouvé"},null,13470,null,13470]
["MGPPLT15","Palettier fixe ch. froide MGPCF06","U_CONTROLES","Travaux remise en état suite vérification réglementaire","MC","DEF","U406","13U","433 908,00","2050-01-01",0,1,0,null,null,"BIOMED_ULIS",{"$error":"#NAME?"},{"$f":"IFERROR(\"Oui, à la ligne \" & MATCH(tableFévrier[[#This Row],[Fusion]],tableOctobre[Fusion],0)+1,\"Non trouvé\")","v":"Non trouvé"},null,13487,null,13487]
["MGGPLT36","Palettier fixe magasin en BAT11RC35","U_CONTROLES","Travaux remise en état suite vérification réglementaire","MC","REGL","U168","13U","433 677,00","2050-01-01",0,1,0,null,null,"BIOMED_ULIS",{"$f":"_xlfn.TEXTJOIN(\"\",TRUE,A13506:D13506,H13506,N13506)","v":{"$error":"#NAME?"}},{"$f":"IFERROR(\"Oui, à la ligne \" & MATCH(tableFévrier[[#This Row],[Fusion]],tableOctobre[Fusion],0)+1,\"Non trouvé\")","v":"Non trouvé"},null,13504,null,13504]
["ALBR017","Cuve tampon","CURA212028","Détection trou d'homme","MC",null,"U440","11U","393 918,00","2050-01-01",0,1,0,null,null,"BIOMED_ULIS",{"$error":"#NAME?"},{"$f":"IFERROR(\"Oui, à la ligne \" & MATCH(tableFévrier[[#This Row],[Fusion]],tableOctobre[Fusion],0)+1,\"Non trouvé\")","v":"Non trouvé"},null,13521,null,13521]
["ADECONG01","Congélateur -22°C","CURA212300","Defaut température","MC",null,"U421DEAE","11U","409 369,00","2050-01-01",0,1,0,null,null,"BIOMED_ULIS",{"$error":"#NAME?"},{"$f":"IFERROR(\"Oui, à la ligne \" & MATCH(tableFévrier[[#This Row],[Fusion]],tableOctobre[Fusion],0)+1,\"Non trouvé\")","v":"Non trouvé"},null,13538,null,13538]
["EXPWCMQ02","Comptage intro PWDUO02 (orig. PWCMF02)","U_METROLOGIE    30","Vérification CURATIVE de comptage","MC","METR","U222PW","11U","540 938,00","3000-01-01",0,1,0,null,null,"BIOMED_ULIS",{"$error":"#NAME?"},{"$f":"IFERROR(\"Oui, à la ligne \" & MATCH(tableFévrier[[#This Row],[Fusion]],tableOctobre[Fusion],0)+1,\"Non trouvé\")","v":"Non trouvé"},null,13555,null,13555]
["PWSBD30","Sous boucle distribution eau désionisée B1","CURA212633","Desinfection sous boucle PWSBD30","MC","AR","U222PW","11U","490 753,00","3000-01-01",0,1,0,null,null,"BIOMED_ULIS",{"$error":"#NAME?"},{"$f":"IFERROR(\"Oui, à la ligne \" & MATCH(tableFévrier[[#This Row],[Fusion]],tableOctobre[Fusion],0)+1,\"Non trouvé\")","v":"Non trouvé"},null,13565,null,13565]
["GW207CMP01","Sonde de mesure pression aval GW207HEX01","U_METR000015","Vérification PERIODIQUE pression","MPS","DEF","U200","11U","603 959,00","2024-08-13",3,1,0,365,0,"BIOMED_ULIS",{"$error":"#NAME?"},{"$f":"IFERROR(\"Oui, à la ligne \" & MATCH(tableFévrier[[#This Row],[Fusion]],tableOctobre[Fusion],0)+1,\"Non trouvé\")","v":"Non trouvé"},null,13588,null,13588]
["GW207CMP01","Sonde de mesure pression aval GW207HEX01","U_METROLOGIE    15","Vérification CURATIVE pression","MC","DEF","U200","11U",null,"2049-08-01",0,1,0,null,null,"BIOMED_ULIS",{"$error":"#NAME?"},{"$f":"IFERROR(\"Oui, à la ligne \" & MATCH(tableFévrier[[#This Row],[Fusion]],tableOctobre[Fusion],0)+1,\"Non trouvé\")","v":"Non trouvé"},null,13589,null,13589]
["CQBUR01","Chaine HPLC Waters Ensemble de 4 modules","U_CURA064974","Mise en service de l'equipement QI - QO","MC","AR","U633","71U","399 270,00","2050-01-01",0,1,0,null,null,"BIOTECH_ULIS",{"$error":"#NAME?"},{"$f":"IFERROR(\"Oui, à la ligne \" & MATCH(tableFévrier[[#This Row],[Fusion]],tableOctobre[Fusion],0)+1,\"Non trouvé\")","v":"Non trouvé"},null,13606,null,13606]
["UDP2CMT66","Enregist. TEMP voie 5  UDP2UR05","U_METR000012","Vérification PERIODIQUE température","MPS","DEF","U851","70U","602 353,00","2024-06-29",3,1,0,365,0,"BIOTECH_ULIS",{"$error":"#NAME?"},{"$f":"IFERROR(\"Oui, à la ligne \" & MATCH(tableFévrier[[#This Row],[Fusion]],tableOctobre[Fusion],0)+1,\"Non trouvé\")","v":"Non trouvé"},null,13623,null,13623]
["GAMR42","Réacteur 15m3 n°42","U_PROC000026","Remplacement cartouche filtration","MPS","FLPR","U441","11U","621 505,00","2025-01-29",3,1,0,365,0,"BIOMED_ULIS",{"$error":"#NAME?"},{"$f":"IFERROR(\"Oui, à la ligne \" & MATCH(tableFévrier[[#This Row],[Fusion]],tableOctobre[Fusion],0)+1,\"Non trouvé\")","v":"Non trouvé"},null,13640,null,13640]
["GAMFP01","Filtre presse gamma","CURA213461","Défaut delta P","MC",null,"U441","11U","458 040,00","2050-01-01",0,1,0,null,null,"BIOMED_ULIS",{"$error":"#NAME?"},{"$f":"IFERROR(\"Oui, à la ligne \" & MATCH(tableFévrier[[#This Row],[Fusion]],tableOctobre[Fusion],0)+1,\"Non trouvé\")","v":"Non trouvé"},null,13657,null,13657]
["EXPW2","Production eau purifiée 2","CURA213757","Alarme gtc","MC",null,"U222PW","11U","426 703,00","2050-01-01",0,1,0,null,null,"BIOMED_ULIS",{"$error":"#NAME?"},{"$f":"IFERROR(\"Oui, à la ligne \" & MATCH(tableFévrier[[#This Row],[Fusion]],tableOctobre[Fusion],0)+1,\"Non trouvé\")","v":"Non trouvé"},null,13674,null,13674]
["WFI","Production et distri. eau ppi vrac B8","CURA214152","Niveau bas des baches wfit02 et WFIT01.","MC",null,"U236WFI","11U","400 748,00","2050-01-01",0,1,0,null,null,"BIOMED_ULIS",{"$error":"#NAME?"},{"$f":"IFERROR(\"Oui, à la ligne \" & MATCH(tableFévrier[[#This Row],[Fusion]],tableOctobre[Fusion],0)+1,\"Non trouvé\")","v":"Non trouvé"},null,13691,null,13691]
["AC133CE01","Caisson d'extraction 8SS40","U_CLIM000205","Maintenance extraction / ventilation","MPS","CLIM","U222AC","10U","616 880,00","2024-11-17",3,1,0,365,0,"BIOMED_ULIS",{"$error":"#NAME?"},{"$f":"IFERROR(\"Oui, à la ligne \" & MATCH(tableFévrier[[#This Row],[Fusion]],tableOctobre[Fusion],0)+1,\"Non trouvé\")","v":"Non trouvé"},null,13708,null,13708]
["ALBR002","Réacteur n°2 fractionnement albumine","CURA214732","Défaut température calo","MC",null,"U440","11U","420 853,00","2050-01-01",0,1,0,null,null,"BIOMED_ULIS",{"$error":"#NAME?"},{"$f":"IFERROR(\"Oui, à la ligne \" & MATCH(tableFévrier[[#This Row],[Fusion]],tableOctobre[Fusion],0)+1,\"Non trouvé\")","v":"Non trouvé"},null,13725,null,13725]
["AC22","Traitement d'air labo L2 CQ Bioprod","CURA215207","Alarme GTC","MC",null,"222AC","11U","491 687,00","2050-01-01",0,1,0,null,null,"BIOTECH_ULIS",{"$error":"#NAME?"},{"$f":"IFERROR(\"Oui, à la ligne \" & MATCH(tableFévrier[[#This Row],[Fusion]],tableOctobre[Fusion],0)+1,\"Non trouvé\")","v":"Non trouvé"},null,13742,null,13742]
["WFISBD203","Sous boucle eau ppi filtre press T IV","CURA215503","Alarme gtc","MC",null,"U236WFI","11U","448 969,00","2050-01-01",0,1,0,null,null,"BIOMED_ULIS",{"$error":"#NAME?"},{"$f":"IFERROR(\"Oui, à la ligne \" & MATCH(tableFévrier[[#This Row],[Fusion]],tableOctobre[Fusion],0)+1,\"Non trouvé\")","v":"Non trouvé"},null,13759,null,13759]
["CRDCMP05","Surpression chambre (contrôle) CRDFOUR02","U_METR000015","Vérification PERIODIQUE pression","MPS","METR","U851","70U","616 950,00","2024-10-30",3,1,0,365,0,"BIOTECH_ULIS",{"$error":"#NAME?"},{"$f":"IFERROR(\"Oui, à la ligne \" & MATCH(tableFévrier[[#This Row],[Fusion]],tableOctobre[Fusion],0)+1,\"Non trouvé\")","v":"Non trouvé"},null,13776,null,13776]
["EXCQBCMCT03","Chronomètre de paillasse","U_METR000005","Vérification PERIODIQUE temps","MPS","METR","U633","71U","399 863,00","2049-01-01",0,1,0,null,null,"BIOTECH_ULIS",{"$error":"#NAME?"},{"$f":"IFERROR(\"Oui, à la ligne \" & MATCH(tableFévrier[[#This Row],[Fusion]],tableOctobre[Fusion],0)+1,\"Non trouvé\")","v":"Non trouvé"},null,13793,null,13793]
["EXPLACONG03","Congélateur pâte Cryo","CURA216184","Appel GTC","MC",null,"U410","11U","400 329,00","2050-01-01",0,1,0,null,null,"BIOMED_ULIS",{"$error":"#NAME?"},{"$f":"IFERROR(\"Oui, à la ligne \" & MATCH(tableFévrier[[#This Row],[Fusion]],tableOctobre[Fusion],0)+1,\"Non trouvé\")","v":"Non trouvé"},null,13810,null,13810]
["EXDWT01","Cuve eau de ville amont déminéralisation","CURA216345","Defaut pression entrée","MC",null,"U222PW","11U","538 828,00","3000-01-01",0,1,0,null,null,"BIOMED_ULIS",{"$error":"#NAME?"},{"$f":"IFERROR(\"Oui, à la ligne \" & MATCH(tableFévrier[[#This Row],[Fusion]],tableOctobre[Fusion],0)+1,\"Non trouvé\")","v":"Non trouvé"},null,13827,null,13827]
["PLAEQUIP","Equipements spécifiques plasma","CURA231753","Arret d'urgence enclenché","MC",null,"U410","11U","453 393,00","2050-01-01",0,1,0,null,null,"BIOMED_ULIS",{"$error":"#NAME?"},{"$f":"IFERROR(\"Oui, à la ligne \" & MATCH(tableFévrier[[#This Row],[Fusion]],tableOctobre[Fusion],0)+1,\"Non trouvé\")","v":"Non trouvé"},null,13844,null,13844]
["EXDPLACMT166","Enregistreur SENSITECH n°DFR2201490","U_METROLOGIE    12","Vérification CURATIVE température","MC","METR","U670","40U","401 315,00","2050-01-01",0,1,0,null,null,"BIOMED_ULIS",{"$error":"#NAME?"},{"$f":"IFERROR(\"Oui, à la ligne \" & MATCH(tableFévrier[[#This Row],[Fusion]],tableOctobre[Fusion],0)+1,\"Non trouvé\")","v":"Non trouvé"},null,13859,null,13859]
["EXDPLACMT168","Enregistreur SENSITECH n°DFR22014F0","U_METROLOGIE    12","Vérification CURATIVE température","MC","METR","U670","40U","401 317,00","2050-01-01",0,1,0,null,null,"BIOMED_ULIS",{"$error":"#NAME?"},{"$f":"IFERROR(\"Oui, à la ligne \" & MATCH(tableFévrier[[#This Row],[Fusion]],tableOctobre[Fusion],0)+1,\"Non trouvé\")","v":"Non trouvé"},null,13861,null,13861]
["EXDPLACMT185","Enregistreur SENSITECH n°DFR22015A0","U_METROLOGIE    12","Vérification CURATIVE température","MC","METR","U670","40U","401 334,00","2050-01-01",0,1,0,null,null,"BIOMED_ULIS",{"$error":"#NAME?"},{"$f":"IFERROR(\"Oui, à la ligne \" & MATCH(tableFévrier[[#This Row],[Fusion]],tableOctobre[Fusion],0)+1,\"Non trouvé\")","v":"Non trouvé"},null,13878,null,13878]
["EXDPLACMT175","Enregistreur SENSITECH n°DFR22014V0","U_METR000012","Vérification PERIODIQUE température","MPS","METR","U670","40U","451 431,00","2020-08-14",3,1,0,365,0,"BIOMED_ULIS",{"$error":"#NAME?"},{"$f":"IFERROR(\"Oui, à la ligne \" & MATCH(tableFévrier[[#This Row],[Fusion]],tableOctobre[Fusion],0)+1,\"Non trouvé\")","v":"Non trouvé"},null,13895,null,13895]
["ADER145_070","Cuve de reception 1000L","CURA231952","Défaut peson","MC","DEF","U421DEAE","11U","418 784,00","2050-01-01",0,1,0,null,null,"BIOMED_ULIS",{"$error":"#NAME?"},{"$f":"IFERROR(\"Oui, à la ligne \" & MATCH(tableFévrier[[#This Row],[Fusion]],tableOctobre[Fusion],0)+1,\"Non trouvé\")","v":"Non trouvé"},null,13912,null,13912]
["EXPW2","Production eau purifiée 2","CURA232272","Défaut conductivité","MC",null,"U222PW","11U","421 412,00","2050-01-01",0,1,0,null,null,"BIOMED_ULIS",{"$error":"#NAME?"},{"$f":"IFERROR(\"Oui, à la ligne \" & MATCH(tableFévrier[[#This Row],[Fusion]],tableOctobre[Fusion],0)+1,\"Non trouvé\")","v":"Non trouvé"},null,13929,null,13929]
["EXRF13EVA01","Evapo. n°1 cf n°12 -40°C fond pièce","CURA232497","Dégivrage de l'évapo","MC",null,"U222RF","10U","402 379,00","2050-01-01",0,1,0,null,null,"BIOMED_ULIS",{"$error":"#NAME?"},{"$f":"IFERROR(\"Oui, à la ligne \" & MATCH(tableFévrier[[#This Row],[Fusion]],tableOctobre[Fusion],0)+1,\"Non trouvé\")","v":"Non trouvé"},null,13946,null,13946]
["DCGGER01","Gerbeur  n°W41160H00439","U_CONTROLES","Travaux remise en état suite vérification réglementaire","MC","REGL","U411","15U","574 955,00","3000-01-01",0,1,0,null,null,"BIOMED_ULIS",{"$error":"#NAME?"},{"$f":"IFERROR(\"Oui, à la ligne \" & MATCH(tableFévrier[[#This Row],[Fusion]],tableOctobre[Fusion],0)+1,\"Non trouvé\")","v":"Non trouvé"},null,13963,null,13963]
["BAT01","Bâtiment 1 commun","U_REGL_00118","Le dossier technique comportant les caractéristiques principales de l installation ne nous a pas été","AME","REGL","222ELE","10U",null,"2018-12-31",0,1,0,null,null,"BIOMED_ULIS",{"$error":"#NAME?"},{"$f":"IFERROR(\"Oui, à la ligne \" & MATCH(tableFévrier[[#This Row],[Fusion]],tableOctobre[Fusion],0)+1,\"Non trouvé\")","v":"Non trouvé"},null,13980,null,13980]
["BAT01","Bâtiment 1 commun","U_REGL_00135","La cuvette est remplie d eau. (Danger intervenant - point de contrôle 2.1 arrêté du 07/08/12).","AME","REGL","222ELE","10U",null,"2018-12-31",0,1,0,null,null,"BIOMED_ULIS",{"$error":"#NAME?"},{"$f":"IFERROR(\"Oui, à la ligne \" & MATCH(tableFévrier[[#This Row],[Fusion]],tableOctobre[Fusion],0)+1,\"Non trouvé\")","v":"Non trouvé"},null,13997,null,13997]
["BAT11","Bâtiment 11 Magasin général et plasma","U_REGL_00152","La notice d instructions permettant d assurer les opérations d entretien ne nous a pas été présentée","AME","REGL","222ELE","10U",null,"2018-12-31",0,1,0,null,null,"BIOMED_ULIS",{"$error":"#NAME?"},{"$f":"IFERROR(\"Oui, à la ligne \" & MATCH(tableFévrier[[#This Row],[Fusion]],tableOctobre[Fusion],0)+1,\"Non trouvé\")","v":"Non trouvé"},null,14014,null,14014]
["BAT01","Bâtiment 1 commun","U_REGL_00270","Présence d installations électriques dans le volume 2 (rince-?il mobile).","AME","REGL","222ELE","10U","402 932,00","2050-01-01",0,1,0,null,null,"BIOMED_ULIS",{"$error":"#NAME?"},{"$f":"IFERROR(\"Oui, à la ligne \" & MATCH(tableFévrier[[#This Row],[Fusion]],tableOctobre[Fusion],0)+1,\"Non trouvé\")","v":"Non trouvé"},null,14031,null,14031]
["BAT01","Bâtiment 1 commun","U_REGL_00287","Identification incomplète de plusieurs départs de l armoire électrique.Force normal ARMO 1R1","AME","REGL","222ELE","10U","402 949,00","2050-01-01",0,1,0,null,null,"BIOMED_ULIS",{"$error":"#NAME?"},{"$f":"IFERROR(\"Oui, à la ligne \" & MATCH(tableFévrier[[#This Row],[Fusion]],tableOctobre[Fusion],0)+1,\"Non trouvé\")","v":"Non trouvé"},null,14048,null,14048]
["EXHNAP400","Pompe transfert soude","U_MECA000177","Remplacement pompe pour révision","MPS","MECA","U236NEP","11U","515 680,00","2023-07-14",3,1,0,730,0,"BIOMED_ULIS",{"$error":"#NAME?"},{"$f":"IFERROR(\"Oui, à la ligne \" & MATCH(tableFévrier[[#This Row],[Fusion]],tableOctobre[Fusion],0)+1,\"Non trouvé\")","v":"Non trouvé"},null,14065,null,14065]
["GAMR008","Réacteur n°08 fractionnement gamma","CURA233325","Fourniture d'une buse pour canule d'ajustement","MC",null,"U441","14U",null,"2018-01-03",0,1,0,null,null,"BIOMED_ULIS",{"$error":"#NAME?"},{"$f":"IFERROR(\"Oui, à la ligne \" & MATCH(tableFévrier[[#This Row],[Fusion]],tableOctobre[Fusion],0)+1,\"Non trouvé\")","v":"Non trouvé"},null,14082,null,14082]
["CQBAV02","Armoire ventilée Erlab n° 27048-1701","U_CLIM000135","Maintenance armoire ventilée","MPS","CLIM","U633","71U","436 486,00","2020-04-29",3,1,0,365,0,"BIOTECH_ULIS",{"$error":"#NAME?"},{"$f":"IFERROR(\"Oui, à la ligne \" & MATCH(tableFévrier[[#This Row],[Fusion]],tableOctobre[Fusion],0)+1,\"Non trouvé\")","v":"Non trouvé"},null,14099,null,14099]
["ETALCMC330","Conductivité Conducal TECHU16","U_METR000026","Vérification PERIODIQUE labo extérieur","MPS","METR","U720","50U","585 986,00","2024-11-08",3,1,0,52,1,"BIOMED_ULIS",{"$error":"#NAME?"},{"$f":"IFERROR(\"Oui, à la ligne \" & MATCH(tableFévrier[[#This Row],[Fusion]],tableOctobre[Fusion],0)+1,\"Non trouvé\")","v":"Non trouvé"},null,14100,null,14100]
["UDA2CMT27","Thermomètre EBRO n°62465790 (secours)","U_METROLOGIE    12","Vérification CURATIVE température","MC","METR","U880","70U",null,"3000-01-01",0,1,0,null,null,"BIOTECH_ULIS",{"$error":"#NAME?"},{"$f":"IFERROR(\"Oui, à la ligne \" & MATCH(tableFévrier[[#This Row],[Fusion]],tableOctobre[Fusion],0)+1,\"Non trouvé\")","v":"Non trouvé"},null,14117,null,14117]
["MFPRCMT66","Capteur mobile T°C pour étagère lyo n°3731","U_METR000012","Vérification PERIODIQUE température","MPS","METR","U868","70U","621 639,00","3000-01-01",0,1,0,null,null,"BIOTECH_ULIS",{"$error":"#NAME?"},{"$f":"IFERROR(\"Oui, à la ligne \" & MATCH(tableFévrier[[#This Row],[Fusion]],tableOctobre[Fusion],0)+1,\"Non trouvé\")","v":"Non trouvé"},null,14138,null,14138]
["MFPRCMT72","Capteur mobile T°C pour étagère lyo n°3737","U_METR000012","Vérification PERIODIQUE température","MPS","METR","U868","70U","621 645,00","3000-01-01",0,1,0,null,null,"BIOTECH_ULIS",{"$error":"#NAME?"},{"$f":"IFERROR(\"Oui, à la ligne \" & MATCH(tableFévrier[[#This Row],[Fusion]],tableOctobre[Fusion],0)+1,\"Non trouvé\")","v":"Non trouvé"},null,14150,null,14150]
["PLAR02","Mélangeur fondoir plasma n°2","CURA234322","RAZ pesons","MC",null,"U410","11U","440 354,00","2050-01-01",0,1,0,null,null,"BIOMED_ULIS",{"$error":"#NAME?"},{"$f":"IFERROR(\"Oui, à la ligne \" & MATCH(tableFévrier[[#This Row],[Fusion]],tableOctobre[Fusion],0)+1,\"Non trouvé\")","v":"Non trouvé"},null,14167,null,14167]
["ACA2","Air climatisé laboratoire galénique 1290","U_QUAL000001","Qualification périodique des locaux","MPS","QUAL","U868","70U","579 866,00","2024-01-31",3,1,0,365,0,"BIOTECH_ULIS",{"$error":"#NAME?"},{"$f":"IFERROR(\"Oui, à la ligne \" & MATCH(tableFévrier[[#This Row],[Fusion]],tableOctobre[Fusion],0)+1,\"Non trouvé\")","v":"Non trouvé"},null,14184,null,14184]
["PW40CMT0001","Température cuve PW40R01","U_METR000012","Vérification PERIODIQUE température","MPS","METR","U222PW","11U","604 334,00","2024-07-29",3,1,0,365,0,"BIOMED_ULIS",{"$error":"#NAME?"},{"$f":"IFERROR(\"Oui, à la ligne \" & MATCH(tableFévrier[[#This Row],[Fusion]],tableOctobre[Fusion],0)+1,\"Non trouvé\")","v":"Non trouvé"},null,14201,null,14201]
["PWBD30","Boucle distribution PW froide B4","U_EAUX000039","Maintenance boucle","MPS","DEF","DEF","11U","604 446,00","2025-07-30",3,1,0,730,0,"BIOMED_ULIS",{"$error":"#NAME?"},{"$f":"IFERROR(\"Oui, à la ligne \" & MATCH(tableFévrier[[#This Row],[Fusion]],tableOctobre[Fusion],0)+1,\"Non trouvé\")","v":"Non trouvé"},null,14218,null,14218]
["ISST5001","Purgeur condensats by-pass WFI50HEX01","U_CHAU000011","Vérification annuelle des purgeurs","MPS","MECA","U236WFI","11U","595 121,00","2024-04-29",3,1,0,365,0,"BIOMED_ULIS",{"$error":"#NAME?"},{"$f":"IFERROR(\"Oui, à la ligne \" & MATCH(tableFévrier[[#This Row],[Fusion]],tableOctobre[Fusion],0)+1,\"Non trouvé\")","v":"Non trouvé"},null,14235,null,14235]
["WFI50CMP0010","Pression retour boucle WFI50","U_METR000015","Vérification PERIODIQUE pression","MPS","METR","U236WFI","11U","604 374,00","2024-07-29",3,1,0,365,0,"BIOMED_ULIS",{"$error":"#NAME?"},{"$f":"IFERROR(\"Oui, à la ligne \" & MATCH(tableFévrier[[#This Row],[Fusion]],tableOctobre[Fusion],0)+1,\"Non trouvé\")","v":"Non trouvé"},null,14252,null,14252]
["WFI52CMT0002","Température aval échangeur WFI52HEX02","U_METR000012","Vérification PERIODIQUE température","MPS","METR","U236WFI","11U","604 390,00","2024-07-29",3,1,0,365,0,"BIOMED_ULIS",{"$error":"#NAME?"},{"$f":"IFERROR(\"Oui, à la ligne \" & MATCH(tableFévrier[[#This Row],[Fusion]],tableOctobre[Fusion],0)+1,\"Non trouvé\")","v":"Non trouvé"},null,14269,null,14269]
["WFI52HEX04","Echangeur IS sous boucle WFI52","U_MECA000161","Maintenance échangeur tubulaire","MPS","DEF","DEF","11U","604 394,00","2024-07-29",3,1,0,365,0,"BIOMED_ULIS",{"$error":"#NAME?"},{"$f":"IFERROR(\"Oui, à la ligne \" & MATCH(tableFévrier[[#This Row],[Fusion]],tableOctobre[Fusion],0)+1,\"Non trouvé\")","v":"Non trouvé"},null,14286,null,14286]
["BAT08CMT107","Température ambiance BAT08CF8107","U_METR000012","Vérification PERIODIQUE température","MPS","METR","U112CAM","10U","593 939,00","2024-04-28",3,1,0,365,0,"BIOMED_ULIS",{"$error":"#NAME?"},{"$f":"IFERROR(\"Oui, à la ligne \" & MATCH(tableFévrier[[#This Row],[Fusion]],tableOctobre[Fusion],0)+1,\"Non trouvé\")","v":"Non trouvé"},null,14303,null,14303]
["AQVCMT013","Collecteur de mesure TESTO n°40504599","U_METR000026","Vérification PERIODIQUE labo extérieur","MPS","METR","U730","52U","580 751,00","2024-03-08",3,1,0,52,1,"BIOMED_ULIS",{"$error":"#NAME?"},{"$f":"IFERROR(\"Oui, à la ligne \" & MATCH(tableFévrier[[#This Row],[Fusion]],tableOctobre[Fusion],0)+1,\"Non trouvé\")","v":"Non trouvé"},null,14320,null,14320]
["LSBETUV10","Incubateur CO2 Hera Cell 150i n°42077502","U_CURA064974","Mise en service de l'equipement QI - QO","MPS","QUAL","U633","71U",null,"2018-04-04",3,1,0,365,0,"BIOTECH_ULIS",{"$error":"#NAME?"},{"$f":"IFERROR(\"Oui, à la ligne \" & MATCH(tableFévrier[[#This Row],[Fusion]],tableOctobre[Fusion],0)+1,\"Non trouvé\")","v":"Non trouvé"},null,14337,null,14337]
["NEP01ST01","Station NEP décongélation","CURA235688","Manque solution de lavage","MC",null,"U236NEP","11U","539 636,00","3000-01-01",0,1,0,null,null,"BIOMED_ULIS",{"$error":"#NAME?"},{"$f":"IFERROR(\"Oui, à la ligne \" & MATCH(tableFévrier[[#This Row],[Fusion]],tableOctobre[Fusion],0)+1,\"Non trouvé\")","v":"Non trouvé"},null,14354,null,14354]
["EXPW2DUO201","Déminéralisateur duo n°2 PW2","CURA235721","Défaut conductivité haute","MC",null,"U222PW","11U","464 307,00","2050-01-01",0,1,0,null,null,"BIOMED_ULIS",{"$error":"#NAME?"},{"$f":"IFERROR(\"Oui, à la ligne \" & MATCH(tableFévrier[[#This Row],[Fusion]],tableOctobre[Fusion],0)+1,\"Non trouvé\")","v":"Non trouvé"},null,14355,null,14355]
["EXLPLCONG01","Congélateur -30°C","CURA235878","Mise en simulation enregistrement","MC",null,"U602LPL","12U","412 008,00","2050-01-01",0,1,0,null,null,"BIOMED_ULIS",{"$error":"#NAME?"},{"$f":"IFERROR(\"Oui, à la ligne \" & MATCH(tableFévrier[[#This Row],[Fusion]],tableOctobre[Fusion],0)+1,\"Non trouvé\")","v":"Non trouvé"},null,14372,null,14372]
["AQVCMT010","Collecteur de mesure TESTO n°40504596","U_METROLOGIE    26","Vérification CURATIVE labo extérieur","MC","METR","U730","52U","478 417,00","2050-01-01",0,1,0,null,null,"BIOMED_ULIS",{"$error":"#NAME?"},{"$f":"IFERROR(\"Oui, à la ligne \" & MATCH(tableFévrier[[#This Row],[Fusion]],tableOctobre[Fusion],0)+1,\"Non trouvé\")","v":"Non trouvé"},null,14389,null,14389]
["RF31","Production fluide frigorigène n°2 GW0","U_FROID000008","Relevé nbre d'heures de fonctionnement compresseurs RF","MPS","FROI","U222RF","10U","626 680,00","2026-01-30",3,1,0,730,0,"BIOMED_ULIS",{"$error":"#NAME?"},{"$f":"IFERROR(\"Oui, à la ligne \" & MATCH(tableFévrier[[#This Row],[Fusion]],tableOctobre[Fusion],0)+1,\"Non trouvé\")","v":"Non trouvé"},null,14416,null,14416]
["RF43","Production fluide frigorigène n°4 GW3/4","U_FROID000008","Relevé nbre d'heures de fonctionnement compresseurs RF","MPS","FROI","U222RF","10U","626 687,00","2026-01-30",3,1,0,730,0,"BIOMED_ULIS",{"$error":"#NAME?"},{"$f":"IFERROR(\"Oui, à la ligne \" & MATCH(tableFévrier[[#This Row],[Fusion]],tableOctobre[Fusion],0)+1,\"Non trouvé\")","v":"Non trouvé"},null,14422,null,14422]
["UDP1CMP13","Enreg pression voie 4  UDP1UR11","U_METROLOGIE    15","Vérification CURATIVE pression","MC","DEF","U851","70U",null,"3000-01-01",0,1,0,null,null,"BIOTECH_ULIS",{"$error":"#NAME?"},{"$f":"IFERROR(\"Oui, à la ligne \" & MATCH(tableFévrier[[#This Row],[Fusion]],tableOctobre[Fusion],0)+1,\"Non trouvé\")","v":"Non trouvé"},null,14439,null,14439]
["QCTSGN201","Générateur d'Azote Genius NM32LA n° A16-06-003","U_LABO000005","Maintenance préventive","MPS","DEF","U850","70U","614 245,00","2024-10-31",3,1,0,365,0,"BIOTECH_ULIS",{"$error":"#NAME?"},{"$f":"IFERROR(\"Oui, à la ligne \" & MATCH(tableFévrier[[#This Row],[Fusion]],tableOctobre[Fusion],0)+1,\"Non trouvé\")","v":"Non trouvé"},null,14456,null,14456]
["CQBUR01","Chaine HPLC Waters Ensemble de 4 modules","U_LABO000005","Maintenance préventive","MPS","DEF","U633","71U",null,"2018-10-06",3,1,0,365,0,"BIOTECH_ULIS",{"$error":"#NAME?"},{"$f":"IFERROR(\"Oui, à la ligne \" & MATCH(tableFévrier[[#This Row],[Fusion]],tableOctobre[Fusion],0)+1,\"Non trouvé\")","v":"Non trouvé"},null,14473,null,14473]
["CQBCMQ10","Pipette 500 - 5000 µL n° O16543F","U_LABO000011","Qualification + maintenance","MPS","QUAL","U633","71U",null,"2018-07-19",3,1,0,16,1,"BIOTECH_ULIS",{"$error":"#NAME?"},{"$f":"IFERROR(\"Oui, à la ligne \" & MATCH(tableFévrier[[#This Row],[Fusion]],tableOctobre[Fusion],0)+1,\"Non trouvé\")","v":"Non trouvé"},null,14490,null,14490]
["PWCMOZ100","Mesure O3 par échantillonage BD03","U_METROLOGIE    26","Vérification CURATIVE labo extérieur","MPS","METR","U222PW","11U","597 307,00","3000-01-01",0,1,0,null,null,"BIOMED_ULIS",{"$error":"#NAME?"},{"$f":"IFERROR(\"Oui, à la ligne \" & MATCH(tableFévrier[[#This Row],[Fusion]],tableOctobre[Fusion],0)+1,\"Non trouvé\")","v":"Non trouvé"},null,14507,null,14507]
["UNFGLAB10","Ensemble de flacons de standard calibration et vérification 20 mL pour UNFGLAB08","U_LABO000002","A contrôler par prestataire externe","MPS","DEF","U868","70U","602 359,00","2024-06-29",3,1,0,365,0,"BIOTECH_ULIS",{"$error":"#NAME?"},{"$f":"IFERROR(\"Oui, à la ligne \" & MATCH(tableFévrier[[#This Row],[Fusion]],tableOctobre[Fusion],0)+1,\"Non trouvé\")","v":"Non trouvé"},null,14524]
["MGPCF13","Chambre froide n°13 couloir -40°C","CURA237976","Appel GTC/ température haute","MC",null,"U406","11U","587 337,00","3000-01-01",0,1,0,null,null,"BIOMED_ULIS",{"$error":"#NAME?"},{"$f":"IFERROR(\"Oui, à la ligne \" & MATCH(tableFévrier[[#This Row],[Fusion]],tableOctobre[Fusion],0)+1,\"Non trouvé\")","v":"Non trouvé"},null,14541,null,14541]
["GAMCMS42","Mesure vitesse agitation GAMR42","U_METROLOGIE    14","Vérification CURATIVE mesure vitesse","MC","METR","U441","11U","419 635,00","2050-01-01",0,1,0,null,null,"BIOMED_ULIS",{"$error":"#NAME?"},{"$f":"IFERROR(\"Oui, à la ligne \" & MATCH(tableFévrier[[#This Row],[Fusion]],tableOctobre[Fusion],0)+1,\"Non trouvé\")","v":"Non trouvé"},null,14558,null,14558]
["ALBCMS08","Mesure vitesse agitation","U_METR000014","Vérification PERIODIQUE mesure vitesse","MPS","METR","U440","11U","604 046,00","2024-08-29",3,1,0,365,0,"BIOMED_ULIS",{"$error":"#NAME?"},{"$f":"IFERROR(\"Oui, à la ligne \" & MATCH(tableFévrier[[#This Row],[Fusion]],tableOctobre[Fusion],0)+1,\"Non trouvé\")","v":"Non trouvé"},null,14575,null,14575]
["UDP1CONG01","Congélateur -80°C pièce 1157","CURA238859","Appel GTC.","MC",null,"U851","11U","428 900,00","2050-01-01",0,1,0,null,null,"BIOTECH_ULIS",{"$f":"_xlfn.TEXTJOIN(\"\",TRUE,A14594:D14594,H14594,N14594)","v":{"$error":"#NAME?"}},{"$f":"IFERROR(\"Oui, à la ligne \" & MATCH(tableFévrier[[#This Row],[Fusion]],tableOctobre[Fusion],0)+1,\"Non trouvé\")","v":"Non trouvé"},null,14592,null,14592]
["WFICMC500","Enregistr CONDUCT. Eau PPI sortie condenseurs WFIDIST05","U_METR000018","Vérif. PERIODIQUE mesure conductivité circuit","MPS","METR","U236WFI","11U","604 404,00","2024-07-29",3,1,0,365,0,"BIOMED_ULIS",{"$error":"#NAME?"},{"$f":"IFERROR(\"Oui, à la ligne \" & MATCH(tableFévrier[[#This Row],[Fusion]],tableOctobre[Fusion],0)+1,\"Non trouvé\")","v":"Non trouvé"},null,14609,null,14609]
["WFICMC500","Enregistr CONDUCT. Eau PPI sortie condenseurs WFIDIST05","U_METROLOGIE    18","Vérification CURATIVE conductivité circuit","MC","METR","U236WFI","11U","423 947,00","2050-01-01",0,1,0,null,null,"BIOMED_ULIS",{"$error":"#NAME?"},{"$f":"IFERROR(\"Oui, à la ligne \" & MATCH(tableFévrier[[#This Row],[Fusion]],tableOctobre[Fusion],0)+1,\"Non trouvé\")","v":"Non trouvé"},null,14610,null,14610]
["PWCMP500","Affich. PRESSION PW puisage PWBD03","U_METR000015","Vérification PERIODIQUE pression","MPS","METR","U236WFI","11U","604 352,00","2024-07-29",3,1,0,365,0,"BIOMED_ULIS",{"$error":"#NAME?"},{"$f":"IFERROR(\"Oui, à la ligne \" & MATCH(tableFévrier[[#This Row],[Fusion]],tableOctobre[Fusion],0)+1,\"Non trouvé\")","v":"Non trouvé"},null,14627,null,14627]
["ALBR006","Réacteur n°6 fractionnement albumine","U_PROC000178","Consignation/déconsignation équipement","CON","DEF","U440","11U","498 137,00","3000-01-01",0,1,0,null,null,"BIOMED_ULIS",{"$error":"#NAME?"},{"$f":"IFERROR(\"Oui, à la ligne \" & MATCH(tableFévrier[[#This Row],[Fusion]],tableOctobre[Fusion],0)+1,\"Non trouvé\")","v":"Non trouvé"},null,14644,null,14644]
["EXPLAF02","Filtre plasma entrée PLATH 5 postes 1µm","CURA239658","Fourniture joint","MC","DEF","U410","11U","432 281,00","2050-01-01",0,1,0,null,null,"BIOMED_ULIS",{"$error":"#NAME?"},{"$f":"IFERROR(\"Oui, à la ligne \" & MATCH(tableFévrier[[#This Row],[Fusion]],tableOctobre[Fusion],0)+1,\"Non trouvé\")","v":"Non trouvé"},null,14661,null,14661]
["PLACMT84","Température Ambiante PLASURG02","U_METROLOGIE    12","Vérification CURATIVE température","MC","METR","U410","11U","422 563,00","2050-01-01",0,1,0,null,null,"BIOMED_ULIS",{"$error":"#NAME?"},{"$f":"IFERROR(\"Oui, à la ligne \" & MATCH(tableFévrier[[#This Row],[Fusion]],tableOctobre[Fusion],0)+1,\"Non trouvé\")","v":"Non trouvé"},null,14678,null,14678]
["AQICMT05","Enregistreur de température LOG TAG TREX-8 N°1020018584","U_METROLOGIE    26","Vérification CURATIVE labo extérieur","MC","METR","U103","53U",null,"3000-01-01",0,1,0,null,null,"BIOMED_ULIS",{"$error":"#NAME?"},{"$f":"IFERROR(\"Oui, à la ligne \" & MATCH(tableFévrier[[#This Row],[Fusion]],tableOctobre[Fusion],0)+1,\"Non trouvé\")","v":"Non trouvé"},null,14695,null,14695]
["PWCMOZ100","Mesure O3 par échantillonage BD03","U_METR000026","Vérification PERIODIQUE labo extérieur","MPS","METR","U222PW","11U","604 526,00","2024-02-22",3,1,0,26,1,"BIOMED_ULIS",{"$error":"#NAME?"},{"$f":"IFERROR(\"Oui, à la ligne \" & MATCH(tableFévrier[[#This Row],[Fusion]],tableOctobre[Fusion],0)+1,\"Non trouvé\")","v":"Non trouvé"},null,14711,null,14711]
["WW1PRE01","Préleveur n°1 eaux usées fosses ouest","CURA240997","Alarme GTC","MC",null,"U235WW","11U","460 329,00","2050-01-01",0,1,0,null,null,"BIOMED_ULIS",{"$error":"#NAME?"},{"$f":"IFERROR(\"Oui, à la ligne \" & MATCH(tableFévrier[[#This Row],[Fusion]],tableOctobre[Fusion],0)+1,\"Non trouvé\")","v":"Non trouvé"},null,14728,null,14728]
["UNFGLAB04","Boite à gant à humidité contrôlée","U_LABORATOIRE   02","Intervention CURATIVE prestataire externe","MPS","DEF","U868","21U","424 944,00","2050-01-01",0,1,0,null,null,"BIOTECH_ULIS",{"$error":"#NAME?"},{"$f":"IFERROR(\"Oui, à la ligne \" & MATCH(tableFévrier[[#This Row],[Fusion]],tableOctobre[Fusion],0)+1,\"Non trouvé\")","v":"Non trouvé"},null,14745,null,14745]
["UPILPLC01","AKTA PILOT n°1398550","U_LABORATOIRE   05","Mise en service ou réparation suite à contrôle","MC","DEF","U851","90U",null,"3000-01-01",0,1,0,null,null,"BIOTECH_ULIS",{"$error":"#NAME?"},{"$f":"IFERROR(\"Oui, à la ligne \" & MATCH(tableFévrier[[#This Row],[Fusion]],tableOctobre[Fusion],0)+1,\"Non trouvé\")","v":"Non trouvé"},null,14762,null,14762]
["CQBCMT09","Enreg température CQBREF01","U_LABO000013","Qualification périodique par Aérométrologie chaîne de mesure","MPS","QUAL","U633","71U","425 800,00","2049-09-19",0,2,0,null,null,"BIOTECH_ULIS",{"$error":"#NAME?"},{"$f":"IFERROR(\"Oui, à la ligne \" & MATCH(tableFévrier[[#This Row],[Fusion]],tableOctobre[Fusion],0)+1,\"Non trouvé\")","v":"Non trouvé"},null,14779,null,14779]
["WE10R010","Cuve de stockage 140 m3 surnageant éthan","CURA241723","Réparation caillebtis","MC",null,"U236PE","11U",null,"2018-09-25",0,1,0,null,null,"BIOMED_ULIS",{"$error":"#NAME?"},{"$f":"IFERROR(\"Oui, à la ligne \" & MATCH(tableFévrier[[#This Row],[Fusion]],tableOctobre[Fusion],0)+1,\"Non trouvé\")","v":"Non trouvé"},null,14796,null,14796]
["HNOCML400","Mesure niveau cuve de stockage HNOR400","U_METR000024","Vérification PERIODIQUE de niveau","MPS","METR","U236NEP","11U","621 482,00","2025-01-23",3,1,0,52,1,"BIOMED_ULIS",{"$error":"#NAME?"},{"$f":"IFERROR(\"Oui, à la ligne \" & MATCH(tableFévrier[[#This Row],[Fusion]],tableOctobre[Fusion],0)+1,\"Non trouvé\")","v":"Non trouvé"},null,14813,null,14813]
["WFIPDV122","Vanne lava. réacteurs albumine WFISBD207","CURA242142","Sanite du point WFIPDV122","MC",null,"U236WFI","11U","464 911,00","2050-01-01",0,1,0,null,null,"BIOMED_ULIS",{"$error":"#NAME?"},{"$f":"IFERROR(\"Oui, à la ligne \" & MATCH(tableFévrier[[#This Row],[Fusion]],tableOctobre[Fusion],0)+1,\"Non trouvé\")","v":"Non trouvé"},null,14830,null,14830]
["HNACMP400","Pression distribution soude B4","U_METROLOGIE    15","Vérification CURATIVE pression","MC","METR","U236NEP","11U","450 055,00","2050-01-01",0,1,0,null,null,"BIOMED_ULIS",{"$error":"#NAME?"},{"$f":"IFERROR(\"Oui, à la ligne \" & MATCH(tableFévrier[[#This Row],[Fusion]],tableOctobre[Fusion],0)+1,\"Non trouvé\")","v":"Non trouvé"},null,14847,null,14847]
["GW15CMP401","Pression départ secondaire GW15","U_METROLOGIE    15","Vérification CURATIVE pression","MC","METR","U222GW","11U","428 749,00","2050-01-01",0,1,0,null,null,"BIOMED_ULIS",{"$error":"#NAME?"},{"$f":"IFERROR(\"Oui, à la ligne \" & MATCH(tableFévrier[[#This Row],[Fusion]],tableOctobre[Fusion],0)+1,\"Non trouvé\")","v":"Non trouvé"},null,14864,null,14864]
["GW15CMP401","Pression départ secondaire GW15","U_METR000015","Vérification PERIODIQUE pression","MPS","METR","U222GW","10U","612 463,00","2024-09-11",3,1,0,365,0,"BIOMED_ULIS",{"$error":"#NAME?"},{"$f":"IFERROR(\"Oui, à la ligne \" & MATCH(tableFévrier[[#This Row],[Fusion]],tableOctobre[Fusion],0)+1,\"Non trouvé\")","v":"Non trouvé"},null,14865,null,14865]
["WFI50CMP0002","Pression aval pompes WFI50P100 / WFI50P200","U_METROLOGIE    15","Vérification CURATIVE pression","MC","METR","U236WFI","11U","428 761,00","2050-01-01",0,1,0,null,null,"BIOMED_ULIS",{"$error":"#NAME?"},{"$f":"IFERROR(\"Oui, à la ligne \" & MATCH(tableFévrier[[#This Row],[Fusion]],tableOctobre[Fusion],0)+1,\"Non trouvé\")","v":"Non trouvé"},null,14882,null,14882]
["WFI52CMT0003","Température aval échangeur WFI52HEX03","U_METROLOGIE    12","Vérification CURATIVE température","MC","METR","U236WFI","11U","428 782,00","2050-01-01",0,1,0,null,null,"BIOMED_ULIS",{"$error":"#NAME?"},{"$f":"IFERROR(\"Oui, à la ligne \" & MATCH(tableFévrier[[#This Row],[Fusion]],tableOctobre[Fusion],0)+1,\"Non trouvé\")","v":"Non trouvé"},null,14899,null,14899]
["WFI50CMOC0011","Mesure TOC retour boucle WFI50","U_METROLOGIE    22","Verification CURATIVE mesure de carbone","MC","METR","U236WFI","21U","428 885,00","2050-01-01",0,1,0,null,null,"BIOMED_ULIS",{"$error":"#NAME?"},{"$f":"IFERROR(\"Oui, à la ligne \" & MATCH(tableFévrier[[#This Row],[Fusion]],tableOctobre[Fusion],0)+1,\"Non trouvé\")","v":"Non trouvé"},null,14916,null,14916]
["CQBCMQ17","Pipette 2 - 20µL n° B735592630","U_LABO000016","Vérification à réception + maintenance + vérification après maintenance","MPS","METR","U633","71U","616 253,00","2024-01-12",3,1,0,16,1,"BIOTECH_ULIS",{"$error":"#NAME?"},{"$f":"IFERROR(\"Oui, à la ligne \" & MATCH(tableFévrier[[#This Row],[Fusion]],tableOctobre[Fusion],0)+1,\"Non trouvé\")","v":"Non trouvé"},null,14933,null,14933]
["ALBFP06","Filtre-presse albumine T I+II+III","CURA242759","Défaut de débit très bas","MC",null,"U440","11U","542 719,00","3000-01-01",0,1,0,null,null,"BIOMED_ULIS",{"$error":"#NAME?"},{"$f":"IFERROR(\"Oui, à la ligne \" & MATCH(tableFévrier[[#This Row],[Fusion]],tableOctobre[Fusion],0)+1,\"Non trouvé\")","v":"Non trouvé"},null,14950,null,14950]
["PWOZO10","Ozoneur boucle BD03","U_PROC000185","Remplacement batterie de maintien","MPS","FLDT","U222PW","11U","515 780,00","2024-08-27",3,1,0,156,1,"BIOMED_ULIS",{"$error":"#NAME?"},{"$f":"IFERROR(\"Oui, à la ligne \" & MATCH(tableFévrier[[#This Row],[Fusion]],tableOctobre[Fusion],0)+1,\"Non trouvé\")","v":"Non trouvé"},null,14967,null,14967]
["CQBCMT11","Enreg température CQBCONG02","U_LABO000013","Qualification périodique par Aérométrologie chaîne de mesure","MPS","QUAL","U633","71U",null,"2049-01-01",0,1,0,null,null,"BIOTECH_ULIS",{"$error":"#NAME?"},{"$f":"IFERROR(\"Oui, à la ligne \" & MATCH(tableFévrier[[#This Row],[Fusion]],tableOctobre[Fusion],0)+1,\"Non trouvé\")","v":"Non trouvé"},null,14988,null,14988]
["CRDCMT21","Alarme temp. ambiance CRDCF1209","U_METR000012","Vérification PERIODIQUE température","MPS","METR","U851","70U","621 618,00","2024-11-28",3,1,0,365,0,"BIOTECH_ULIS",{"$error":"#NAME?"},{"$f":"IFERROR(\"Oui, à la ligne \" & MATCH(tableFévrier[[#This Row],[Fusion]],tableOctobre[Fusion],0)+1,\"Non trouvé\")","v":"Non trouvé"},null,15000,null,15000]
["BCHCMO04","Osmomètre n°18091190E","U_METR000026","Vérification PERIODIQUE labo extérieur","MPS","METR","U624UAP","22U","542 013,00","3000-01-01",0,1,0,null,null,"BIOMED_ULIS",{"$error":"#NAME?"},{"$f":"IFERROR(\"Oui, à la ligne \" & MATCH(tableFévrier[[#This Row],[Fusion]],tableOctobre[Fusion],0)+1,\"Non trouvé\")","v":"Non trouvé"},null,15017,null,15017]
["CIPCMQ0100","Comptage envoi NEP CIP01","U_METROLOGIE    30","Vérification CURATIVE de comptage","MC","METR","DEF","11U","432 685,00","2050-01-01",0,1,0,null,null,"BIOMED_ULIS",{"$error":"#NAME?"},{"$f":"IFERROR(\"Oui, à la ligne \" & MATCH(tableFévrier[[#This Row],[Fusion]],tableOctobre[Fusion],0)+1,\"Non trouvé\")","v":"Non trouvé"},null,15034,null,15034]
["CIPCMT0300","Sonde de température retour NEP CIP03","U_METROLOGIE    12","Vérification CURATIVE température","MC","METR","DEF","11U","432 693,00","2050-01-01",0,1,0,null,null,"BIOMED_ULIS",{"$error":"#NAME?"},{"$f":"IFERROR(\"Oui, à la ligne \" & MATCH(tableFévrier[[#This Row],[Fusion]],tableOctobre[Fusion],0)+1,\"Non trouvé\")","v":"Non trouvé"},null,15051,null,15051]
["UNFGLAB19","Format Vial 10 mL Standard calibration et vérification  3 SCV et 4 référence standard pour UNFGLAB16","U_LABO000002","A contrôler par prestataire externe","MPS","DEF","U868","70U","587 323,00","2024-02-28",3,1,0,365,0,"BIOTECH_ULIS",{"$error":"#NAME?"},{"$f":"IFERROR(\"Oui, à la ligne \" & MATCH(tableFévrier[[#This Row],[Fusion]],tableOctobre[Fusion],0)+1,\"Non trouvé\")","v":"Non trouvé"},null,15068,null,15068]
["BAT04PTA08","Porte n°1 Répartition P4RC408-1-A","U_CONTROLES","Travaux remise en état suite vérification réglementaire","MC","DEF","DEF","13U",null,"2049-12-31",3,1,0,52,1,"BIOMED_ULIS",{"$error":"#NAME?"},{"$f":"IFERROR(\"Oui, à la ligne \" & MATCH(tableFévrier[[#This Row],[Fusion]],tableOctobre[Fusion],0)+1,\"Non trouvé\")","v":"Non trouvé"},null,15085,null,15085]
["GAMR43","Réacteur 15m3 n°43","CURA244470","Consignation/Déconsignation","MC",null,"U441","11U","446 662,00","2050-01-01",0,1,0,null,null,"BIOMED_ULIS",{"$error":"#NAME?"},{"$f":"IFERROR(\"Oui, à la ligne \" & MATCH(tableFévrier[[#This Row],[Fusion]],tableOctobre[Fusion],0)+1,\"Non trouvé\")","v":"Non trouvé"},null,15102,null,15102]
["CAF401","Filtration 0,01 µm départ réseau n°2","U_FLDT000002","Remplacement Conditionnel du Filtre","MPS","FLDT","U222CA","10U","616 910,00","2024-05-27",3,1,0,26,1,"BIOMED_ULIS",{"$error":"#NAME?"},{"$f":"IFERROR(\"Oui, à la ligne \" & MATCH(tableFévrier[[#This Row],[Fusion]],tableOctobre[Fusion],0)+1,\"Non trouvé\")","v":"Non trouvé"},null,15119,null,15119]
["CAPSV400","Soupape protection réseau CAP B4","U_FLDT000001","Vérification tarage soupape","MPS","FLDT","U222CA","10U","571 287,00","2024-11-25",3,1,0,104,1,"BIOMED_ULIS",{"$error":"#NAME?"},{"$f":"IFERROR(\"Oui, à la ligne \" & MATCH(tableFévrier[[#This Row],[Fusion]],tableOctobre[Fusion],0)+1,\"Non trouvé\")","v":"Non trouvé"},null,15120,null,15120]
["WW1F401","Filtre Y protection pompe WW1P500","U_FLDT000003","Nettoyage filtre à tamis","MPS","FLDT","U235WW","11U","619 190,00","2024-06-12",3,1,0,26,1,"BIOMED_ULIS",{"$error":"#NAME?"},{"$f":"IFERROR(\"Oui, à la ligne \" & MATCH(tableFévrier[[#This Row],[Fusion]],tableOctobre[Fusion],0)+1,\"Non trouvé\")","v":"Non trouvé"},null,15137,null,15137]
["GW0F402","Filtre Y protection pompe GW0P412","U_FLDT000003","Nettoyage filtre à tamis","MPS","FLDT","U222GW","10U","617 274,00","2024-12-11",3,1,0,52,1,"BIOMED_ULIS",{"$error":"#NAME?"},{"$f":"IFERROR(\"Oui, à la ligne \" & MATCH(tableFévrier[[#This Row],[Fusion]],tableOctobre[Fusion],0)+1,\"Non trouvé\")","v":"Non trouvé"},null,15154,null,15154]
["ELEOND20","Onduleur B11","U_ELEC000020","Maintenance onduleur","MC","DEF","U222ELE","10U","505 225,00","2022-05-11",3,1,0,52,1,"BIOMED_ULIS",{"$error":"#NAME?"},{"$f":"IFERROR(\"Oui, à la ligne \" & MATCH(tableFévrier[[#This Row],[Fusion]],tableOctobre[Fusion],0)+1,\"Non trouvé\")","v":"Non trouvé"},null,15171,null,15171]
["AC410CMT03","Sonde de Températures reprise d'air AC410CV02","U_METR000012","Vérification PERIODIQUE température","MPS","METR","U222AC","10U","617 361,00","2024-12-29",3,1,0,365,0,"BIOMED_ULIS",{"$error":"#NAME?"},{"$f":"IFERROR(\"Oui, à la ligne \" & MATCH(tableFévrier[[#This Row],[Fusion]],tableOctobre[Fusion],0)+1,\"Non trouvé\")","v":"Non trouvé"},null,15188,null,15188]
["AC61CE070C","Tourelle extrac K 26C magasin géné. B11","U_CLIM000003","Maintenance tourelle d'extraction","MPS","CLIM","U222AC","10U","587 667,00","2024-03-28",3,1,0,365,0,"BIOMED_ULIS",{"$error":"#NAME?"},{"$f":"IFERROR(\"Oui, à la ligne \" & MATCH(tableFévrier[[#This Row],[Fusion]],tableOctobre[Fusion],0)+1,\"Non trouvé\")","v":"Non trouvé"},null,15205,null,15205]
["HCLR400","Cuve 12m3 acide chlo. avec rétention","CURA245467","Niveau radar incorrecte","MC",null,"U222PW","11U","459 085,00","2050-01-01",0,1,0,null,null,"BIOMED_ULIS",{"$error":"#NAME?"},{"$f":"IFERROR(\"Oui, à la ligne \" & MATCH(tableFévrier[[#This Row],[Fusion]],tableOctobre[Fusion],0)+1,\"Non trouvé\")","v":"Non trouvé"},null,15222,null,15222]
["AC410DES03","Déshumidificateur d'air","U_CLIM000123","Maintenance déshumidificateurs","MPS","CLIM","U222AC","10U","596 156,00","2024-03-04",3,1,0,182,0,"BIOMED_ULIS",{"$error":"#NAME?"},{"$f":"IFERROR(\"Oui, à la ligne \" & MATCH(tableFévrier[[#This Row],[Fusion]],tableOctobre[Fusion],0)+1,\"Non trouvé\")","v":"Non trouvé"},null,15239,null,15239]
["BAT23","Bâtiment administratif Ex Agilent grand","U_BATI000049","Rangement local","MPS","AUTR","U633","10U","593 848,00","2049-03-22",3,1,0,104,1,"BIOTECH_ULIS",{"$error":"#NAME?"},{"$f":"IFERROR(\"Oui, à la ligne \" & MATCH(tableFévrier[[#This Row],[Fusion]],tableOctobre[Fusion],0)+1,\"Non trouvé\")","v":"Non trouvé"},null,15251,null,15251]
["WEP500","Pompe de transfert WE n°2","U_MECA000177","Remplacement pompe pour révision","MPS","MECA","U236WE","11U","559 490,00","2024-07-30",3,1,0,730,0,"BIOMED_ULIS",{"$error":"#NAME?"},{"$f":"IFERROR(\"Oui, à la ligne \" & MATCH(tableFévrier[[#This Row],[Fusion]],tableOctobre[Fusion],0)+1,\"Non trouvé\")","v":"Non trouvé"},null,15272,null,15272]
["AQVCMT029","Tracksense frigo temperature n°400855","U_METR000012","Vérification PERIODIQUE température","MPS","METR","U730","52U","580 722,00","2024-02-02",3,1,0,52,1,"BIOMED_ULIS",{"$error":"#NAME?"},{"$f":"IFERROR(\"Oui, à la ligne \" & MATCH(tableFévrier[[#This Row],[Fusion]],tableOctobre[Fusion],0)+1,\"Non trouvé\")","v":"Non trouvé"},null,15289,null,15289]
["AQVCMT045","Tracksense frigo temperature n°350261","U_METR000012","Vérification PERIODIQUE température","MPS","METR","U730","52U","568 751,00","2023-12-05",3,1,0,52,1,"BIOMED_ULIS",{"$error":"#NAME?"},{"$f":"IFERROR(\"Oui, à la ligne \" & MATCH(tableFévrier[[#This Row],[Fusion]],tableOctobre[Fusion],0)+1,\"Non trouvé\")","v":"Non trouvé"},null,15306,null,15306]
["AQVCMT061","Tracksense frigo temperature n°417738","U_METR000012","Vérification PERIODIQUE température","MPS","METR","U730","52U","531 955,00","2022-12-06",3,1,0,52,1,"BIOMED_ULIS",{"$error":"#NAME?"},{"$f":"IFERROR(\"Oui, à la ligne \" & MATCH(tableFévrier[[#This Row],[Fusion]],tableOctobre[Fusion],0)+1,\"Non trouvé\")","v":"Non trouvé"},null,15323,null,15323]
["AQVCMT030","Tracksense Pro Temperature n°308610","U_METR000012","Vérification PERIODIQUE température","MPS","METR","U730","52U","602 974,00","2024-07-06",3,1,0,52,1,"BIOMED_ULIS",{"$error":"#NAME?"},{"$f":"IFERROR(\"Oui, à la ligne \" & MATCH(tableFévrier[[#This Row],[Fusion]],tableOctobre[Fusion],0)+1,\"Non trouvé\")","v":"Non trouvé"},null,15340,null,15340]
["AQVCMT054","Tracksense Frigo Temperature n°148681","U_METR000012","Vérification PERIODIQUE température","MPS","METR","U730","52U","580 734,00","2024-03-06",3,1,0,52,1,"BIOMED_ULIS",{"$error":"#NAME?"},{"$f":"IFERROR(\"Oui, à la ligne \" & MATCH(tableFévrier[[#This Row],[Fusion]],tableOctobre[Fusion],0)+1,\"Non trouvé\")","v":"Non trouvé"},null,15357,null,15357]
["AQVCMT077","Tracksense Frigo Temperature n°323109","U_METR000012","Vérification PERIODIQUE température","MPS","METR","U730","52U","580 715,00","2024-01-08",3,1,0,52,1,"BIOMED_ULIS",{"$error":"#NAME?"},{"$f":"IFERROR(\"Oui, à la ligne \" & MATCH(tableFévrier[[#This Row],[Fusion]],tableOctobre[Fusion],0)+1,\"Non trouvé\")","v":"Non trouvé"},null,15374,null,15374]
["AQVCMT078","Tracksense Frigo Temperature n°323132","U_METR000012","Vérification PERIODIQUE température","MPS","METR","U730","52U","496 924,00","2022-01-10",3,1,0,52,1,"BIOMED_ULIS",{"$error":"#NAME?"},{"$f":"IFERROR(\"Oui, à la ligne \" & MATCH(tableFévrier[[#This Row],[Fusion]],tableOctobre[Fusion],0)+1,\"Non trouvé\")","v":"Non trouvé"},null,15375,null,15375]
["AQVCMT058","Tracksense Frigo Temperature n°148687","U_METROLOGIE    12","Vérification CURATIVE température","MC","METR","U730","52U","439 057,00","2050-01-01",0,1,0,null,null,"BIOMED_ULIS",{"$error":"#NAME?"},{"$f":"IFERROR(\"Oui, à la ligne \" & MATCH(tableFévrier[[#This Row],[Fusion]],tableOctobre[Fusion],0)+1,\"Non trouvé\")","v":"Non trouvé"},null,15392,null,15392]
["AQVCMT079","Tracksense Frigo Temperature n°323136","U_METROLOGIE    12","Vérification CURATIVE température","MC","METR","U730","52U","439 023,00","2050-01-01",0,1,0,null,null,"BIOMED_ULIS",{"$error":"#NAME?"},{"$f":"IFERROR(\"Oui, à la ligne \" & MATCH(tableFévrier[[#This Row],[Fusion]],tableOctobre[Fusion],0)+1,\"Non trouvé\")","v":"Non trouvé"},null,15409,null,15409]
["AC403","Centrale de traitement d'air Laverie","U_CLIM000203","Vitesses souff. repri. termi. pour Emery","MPS","CLIM","U222AC","10U","617 344,00","2024-12-26",3,1,0,52,1,"BIOMED_ULIS",{"$error":"#NAME?"},{"$f":"IFERROR(\"Oui, à la ligne \" & MATCH(tableFévrier[[#This Row],[Fusion]],tableOctobre[Fusion],0)+1,\"Non trouvé\")","v":"Non trouvé"},null,15426,null,15426]
["AC404CE04","Caisson d'extraction d'air salle FIB R 1100 ATEX","U_CLIM000205","Maintenance extraction / ventilation","MPS","CLIM","U222AC","10U","603 241,00","2024-07-26",3,1,0,52,1,"BIOMED_ULIS",{"$error":"#NAME?"},{"$f":"IFERROR(\"Oui, à la ligne \" & MATCH(tableFévrier[[#This Row],[Fusion]],tableOctobre[Fusion],0)+1,\"Non trouvé\")","v":"Non trouvé"},null,15443,null,15443]
["DCGCMT210","Sonde temp. Amb. Enreg. R7 DCGSURG02","U_METROLOGIE    12","Vérification CURATIVE température","MC","METR","U411","11U","440 142,00","2050-01-01",0,1,0,null,null,"BIOMED_ULIS",{"$error":"#NAME?"},{"$f":"IFERROR(\"Oui, à la ligne \" & MATCH(tableFévrier[[#This Row],[Fusion]],tableOctobre[Fusion],0)+1,\"Non trouvé\")","v":"Non trouvé"},null,15460,null,15460]
["AC401F13","Filtre terminal 41422","U_CLIM000138","Remplacement filtre HEPA","MPS","CLIM","U222AC","10U","557 832,00","2028-07-13",3,1,0,"2 190,00",0,"BIOMED_ULIS",{"$error":"#NAME?"},{"$f":"IFERROR(\"Oui, à la ligne \" & MATCH(tableFévrier[[#This Row],[Fusion]],tableOctobre[Fusion],0)+1,\"Non trouvé\")","v":"Non trouvé"},null,15477,null,15477]
["AC401F37","Filtre terminal 4RC404","U_CLIM000138","Remplacement filtre HEPA","MPS","CLIM","U222AC","10U","557 849,00","2028-07-13",3,1,0,"2 190,00",0,"BIOMED_ULIS",{"$error":"#NAME?"},{"$f":"IFERROR(\"Oui, à la ligne \" & MATCH(tableFévrier[[#This Row],[Fusion]],tableOctobre[Fusion],0)+1,\"Non trouvé\")","v":"Non trouvé"},null,15494,null,15494]
["AC401F54","Filtre terminal 4RC408","U_CLIM000138","Remplacement filtre HEPA","MPS","CLIM","U222AC","10U","557 866,00","2028-07-13",3,1,0,"2 190,00",0,"BIOMED_ULIS",{"$error":"#NAME?"},{"$f":"IFERROR(\"Oui, à la ligne \" & MATCH(tableFévrier[[#This Row],[Fusion]],tableOctobre[Fusion],0)+1,\"Non trouvé\")","v":"Non trouvé"},null,15511,null,15511]
["AC402F25","Filtre terminal 41414","U_CLIM000138","Remplacement filtre HEPA","MPS","CLIM","U222AC","10U","557 888,00","2028-07-13",3,1,0,"2 190,00",0,"BIOMED_ULIS",{"$error":"#NAME?"},{"$f":"IFERROR(\"Oui, à la ligne \" & MATCH(tableFévrier[[#This Row],[Fusion]],tableOctobre[Fusion],0)+1,\"Non trouvé\")","v":"Non trouvé"},null,15528,null,15528]
["AC402F42","Filtre terminal 41413-Bis","U_CLIM000138","Remplacement filtre HEPA","MPS","CLIM","U222AC","10U","557 905,00","2028-07-13",3,1,0,"2 190,00",0,"BIOMED_ULIS",{"$error":"#NAME?"},{"$f":"IFERROR(\"Oui, à la ligne \" & MATCH(tableFévrier[[#This Row],[Fusion]],tableOctobre[Fusion],0)+1,\"Non trouvé\")","v":"Non trouvé"}]
["AC402F64","Filtre terminal 4RC413","U_CLIM000138","Remplacement filtre HEPA","MPS","CLIM","U222AC","10U","557 922,00","2028-07-13",3,1,0,"2 190,00",0,"BIOMED_ULIS",{"$error":"#NAME?"},{"$f":"IFERROR(\"Oui, à la ligne \" & MATCH(tableFévrier[[#This Row],[Fusion]],tableOctobre[Fusion],0)+1,\"Non trouvé\")","v":"Non trouvé"},null,15561,null,15561]
["AC403F21","Filtre terminal 4RC430","U_CLIM000138","Remplacement filtre HEPA","MPS","CLIM","U222AC","10U","603 189,00","2029-07-13",3,1,0,"2 190,00",0,"BIOMED_ULIS",{"$error":"#NAME?"},{"$f":"IFERROR(\"Oui, à la ligne \" & MATCH(tableFévrier[[#This Row],[Fusion]],tableOctobre[Fusion],0)+1,\"Non trouvé\")","v":"Non trouvé"},null,15578,null,15578]
["AC405F11","Filtre terminal 41402","U_CLIM000138","Remplacement filtre HEPA","MPS","CLIM","U222AC","10U","573 425,00","2028-12-13",3,1,0,"2 190,00",0,"BIOMED_ULIS",{"$error":"#NAME?"},{"$f":"IFERROR(\"Oui, à la ligne \" & MATCH(tableFévrier[[#This Row],[Fusion]],tableOctobre[Fusion],0)+1,\"Non trouvé\")","v":"Non trouvé"},null,15595,null,15595]
["AC405F29","Filtre terminal 8RC234","U_CLIM000138","Remplacement filtre HEPA","MPS","CLIM","U222AC","10U","573 442,00","2028-12-13",3,1,0,"2 190,00",0,"BIOMED_ULIS",{"$error":"#NAME?"},{"$f":"IFERROR(\"Oui, à la ligne \" & MATCH(tableFévrier[[#This Row],[Fusion]],tableOctobre[Fusion],0)+1,\"Non trouvé\")","v":"Non trouvé"},null,15612,null,15612]
["AC405F47","Filtre terminal 4RC423","U_CLIM000138","Remplacement filtre HEPA","MPS","CLIM","U222AC","10U","573 459,00","2028-12-13",3,1,0,"2 190,00",0,"BIOMED_ULIS",{"$error":"#NAME?"},{"$f":"IFERROR(\"Oui, à la ligne \" & MATCH(tableFévrier[[#This Row],[Fusion]],tableOctobre[Fusion],0)+1,\"Non trouvé\")","v":"Non trouvé"},null,15629,null,15629]
["AC405F48","Filtre terminal 4RC423","U_CLIM000138","Remplacement filtre HEPA","MPS","CLIM","U222AC","10U","573 460,00","2028-12-13",3,1,0,"2 190,00",0,"BIOMED_ULIS",{"$error":"#NAME?"},{"$f":"IFERROR(\"Oui, à la ligne \" & MATCH(tableFévrier[[#This Row],[Fusion]],tableOctobre[Fusion],0)+1,\"Non trouvé\")","v":"Non trouvé"},null,15630,null,15630]
["GAMBOL566","Bol de centri BKA45 n°566","CURA247059","Démontage et vérification double enveloppe","MC",null,"U441","11U","462 598,00","2050-01-01",0,1,0,null,null,"BIOMED_ULIS",{"$error":"#NAME?"},{"$f":"IFERROR(\"Oui, à la ligne \" & MATCH(tableFévrier[[#This Row],[Fusion]],tableOctobre[Fusion],0)+1,\"Non trouvé\")","v":"Non trouvé"},null,15647,null,15647]
["PLAARM04","Armoire broyage Plasma","U_ELEC000035","Vérification Armoires","MPS","ELEC","U410","10U","573 302,00","2024-11-28",3,1,0,104,1,"BIOMED_ULIS",{"$error":"#NAME?"},{"$f":"IFERROR(\"Oui, à la ligne \" & MATCH(tableFévrier[[#This Row],[Fusion]],tableOctobre[Fusion],0)+1,\"Non trouvé\")","v":"Non trouvé"},null,15664,null,15664]
["WFIARM10","Coffret WFI","U_ELEC000035","Vérification Armoires","MPS","ELEC","U236WFI","10U","584 801,00","2025-01-29",3,1,0,104,1,"BIOMED_ULIS",{"$error":"#NAME?"},{"$f":"IFERROR(\"Oui, à la ligne \" & MATCH(tableFévrier[[#This Row],[Fusion]],tableOctobre[Fusion],0)+1,\"Non trouvé\")","v":"Non trouvé"},null,15681,null,15681]
["BAT08ARM29","Arm utilités B08/groupes hydraul ALB/GAM","U_ELEC000035","Vérification Armoires","MPS","ELEC","U222ELE","10U","626 670,00","2026-01-27",3,1,0,104,1,"BIOMED_ULIS",{"$error":"#NAME?"},{"$f":"IFERROR(\"Oui, à la ligne \" & MATCH(tableFévrier[[#This Row],[Fusion]],tableOctobre[Fusion],0)+1,\"Non trouvé\")","v":"Non trouvé"},null,15698,null,15698]
["BAT04CMPR403","Pression Transfert 4RC403","U_METROLOGIE    15","Vérification CURATIVE pression","MC","METR","U200BATP","10U","441 629,00","2050-01-01",0,1,0,null,null,"BIOMED_ULIS",{"$error":"#NAME?"},{"$f":"IFERROR(\"Oui, à la ligne \" & MATCH(tableFévrier[[#This Row],[Fusion]],tableOctobre[Fusion],0)+1,\"Non trouvé\")","v":"Non trouvé"},null,15715,null,15715]
["BAT04CMPR410","Pression Circulation 4RC410","U_METROLOGIE    15","Vérification CURATIVE pression","MC","METR","U200BATP","10U","441 636,00","2050-01-01",0,1,0,null,null,"BIOMED_ULIS",{"$error":"#NAME?"},{"$f":"IFERROR(\"Oui, à la ligne \" & MATCH(tableFévrier[[#This Row],[Fusion]],tableOctobre[Fusion],0)+1,\"Non trouvé\")","v":"Non trouvé"},null,15732,null,15732]
["BAT04CMP1405","Pression Matériel Propre 41405","U_METROLOGIE    15","Vérification CURATIVE pression","MC","METR","U200BATP","10U","441 617,00","2050-01-01",0,1,0,null,null,"BIOMED_ULIS",{"$error":"#NAME?"},{"$f":"IFERROR(\"Oui, à la ligne \" & MATCH(tableFévrier[[#This Row],[Fusion]],tableOctobre[Fusion],0)+1,\"Non trouvé\")","v":"Non trouvé"},null,15749,null,15749]
["BAT04CMPR407","Pression Dissolution Filtration 4RC407","U_METR000015","Vérification PERIODIQUE pression","MPS","METR","U200BATP","10U","626 808,00","2025-02-23",3,1,0,52,1,"BIOMED_ULIS",{"$error":"#NAME?"},{"$f":"IFERROR(\"Oui, à la ligne \" & MATCH(tableFévrier[[#This Row],[Fusion]],tableOctobre[Fusion],0)+1,\"Non trouvé\")","v":"Non trouvé"},null,15766,null,15766]
["BAT04CMP1402","Pression Zone Circulation 41402","U_METR000015","Vérification PERIODIQUE pression","MPS","METR","U200BATP","10U","626 782,00","2025-02-23",3,1,0,52,1,"BIOMED_ULIS",{"$error":"#NAME?"},{"$f":"IFERROR(\"Oui, à la ligne \" & MATCH(tableFévrier[[#This Row],[Fusion]],tableOctobre[Fusion],0)+1,\"Non trouvé\")","v":"Non trouvé"},null,15783,null,15783]
["BAT04CMP1414","Pression Décong. Coupe Bouteilles 41414","U_METR000015","Vérification PERIODIQUE pression","MPS","METR","U200BATP","10U","626 794,00","2025-02-23",3,1,0,52,1,"BIOMED_ULIS",{"$error":"#NAME?"},{"$f":"IFERROR(\"Oui, à la ligne \" & MATCH(tableFévrier[[#This Row],[Fusion]],tableOctobre[Fusion],0)+1,\"Non trouvé\")","v":"Non trouvé"},null,15800,null,15800]
["CQBCMT27","Thermomètre polyvalent EBRO n°15263267","U_LABO000007","Vérification périodique","MPS","DEF","U633","71U","441 842,00","2020-03-18",3,1,0,365,0,"BIOTECH_ULIS",{"$error":"#NAME?"},{"$f":"IFERROR(\"Oui, à la ligne \" & MATCH(tableFévrier[[#This Row],[Fusion]],tableOctobre[Fusion],0)+1,\"Non trouvé\")","v":"Non trouvé"},null,15817,null,15817]
["GW1F404","Filtre Y protection pompe GW1 P420","U_FLDT000003","Nettoyage filtre à tamis","MPS","FLDT","U222GW","10U",null,"2049-03-12",3,1,0,52,1,"BIOMED_ULIS",{"$error":"#NAME?"},{"$f":"IFERROR(\"Oui, à la ligne \" & MATCH(tableFévrier[[#This Row],[Fusion]],tableOctobre[Fusion],0)+1,\"Non trouvé\")","v":"Non trouvé"},null,15824,null,15824]
["BCHCMCT40","Chronomètre 3 canaux n°181304378","U_METROLOGIE    05","Vérification CURATIVE temps","MC","METR","U624UAP","22U","473 116,00","2050-01-01",0,1,0,null,null,"BIOMED_ULIS",{"$error":"#NAME?"},{"$f":"IFERROR(\"Oui, à la ligne \" & MATCH(tableFévrier[[#This Row],[Fusion]],tableOctobre[Fusion],0)+1,\"Non trouvé\")","v":"Non trouvé"},null,15850,null,15850]
["EXLSBCMT12","Sonde température LSBREF03 (LabGuard)","U_METR000012","Vérification PERIODIQUE température","MPS","METR","U803","70U","451 281,00","3000-01-01",0,1,0,null,null,"BIOTECH_ULIS",{"$error":"#NAME?"},{"$f":"IFERROR(\"Oui, à la ligne \" & MATCH(tableFévrier[[#This Row],[Fusion]],tableOctobre[Fusion],0)+1,\"Non trouvé\")","v":"Non trouvé"},null,15867,null,15867]
["EXLSBCMT17","Sonde température (LabGuard) de secours pour les combinés n°0E690B010000","U_METROLOGIE    12","Vérification CURATIVE température","MC","METR","U803","70U",null,"3000-01-01",0,1,0,null,null,"BIOTECH_ULIS",{"$error":"#NAME?"},{"$f":"IFERROR(\"Oui, à la ligne \" & MATCH(tableFévrier[[#This Row],[Fusion]],tableOctobre[Fusion],0)+1,\"Non trouvé\")","v":"Non trouvé"},null,15884,null,15884]
["LSBCMW01","Balance 6200g/0,01g Sartorius n°18202600","U_METR000001","Vérif. PERIODIQUE balance 0/30 Kg max.","MPS","METR","U803","70U","590 808,00","2049-12-26",0,1,0,null,null,"BIOTECH_ULIS",{"$error":"#NAME?"},{"$f":"IFERROR(\"Oui, à la ligne \" & MATCH(tableFévrier[[#This Row],[Fusion]],tableOctobre[Fusion],0)+1,\"Non trouvé\")","v":"Non trouvé"},null,15885,null,15885]
["LSBCMW12","Masse étalon de routine 1kg F1 ZO 554","U_METROLOGIE    32","Vérif. CURATIVE masse autocontrôle","MC","METR","U803","70U",null,"3000-01-01",0,1,0,null,null,"BIOTECH_ULIS",{"$error":"#NAME?"},{"$f":"IFERROR(\"Oui, à la ligne \" & MATCH(tableFévrier[[#This Row],[Fusion]],tableOctobre[Fusion],0)+1,\"Non trouvé\")","v":"Non trouvé"},null,15902,null,15902]
["LSBC01","Ultracentrifugeuse Beckman Optima XL100K","U_CONT000026","Vérif. réglementaire machines","MPS","DEF","U803","70U","565 697,00","2023-10-30",3,30,0,365,0,"BIOTECH_ULIS",{"$error":"#NAME?"},{"$f":"IFERROR(\"Oui, à la ligne \" & MATCH(tableFévrier[[#This Row],[Fusion]],tableOctobre[Fusion],0)+1,\"Non trouvé\")","v":"Non trouvé"},null,15919,null,15919]
["LSBCMP02","Enregistrement Pression LSBUR01 voie 5","U_METR000015","Vérification PERIODIQUE pression","MPS","METR","U803","70U","614 224,00","2024-09-28",3,1,0,365,0,"BIOTECH_ULIS",{"$f":"_xlfn.TEXTJOIN(\"\",TRUE,A15938:D15938,H15938,N15938)","v":{"$error":"#NAME?"}},{"$f":"IFERROR(\"Oui, à la ligne \" & MATCH(tableFévrier[[#This Row],[Fusion]],tableOctobre[Fusion],0)+1,\"Non trouvé\")","v":"Non trouvé"},null,15936,null,15936]
["EXLSBCMT24","Sonde température LSBCONG02 (LabGuard)","U_METROLOGIE    12","Vérification CURATIVE température","MC","METR","U803","70U",null,"3000-01-01",0,1,0,null,null,"BIOTECH_ULIS",{"$error":"#NAME?"},{"$f":"IFERROR(\"Oui, à la ligne \" & MATCH(tableFévrier[[#This Row],[Fusion]],tableOctobre[Fusion],0)+1,\"Non trouvé\")","v":"Non trouvé"},null,15953,null,15953]
["EXLSBFL02","PSM de type II A Optimale 12","U_LABO000006","Qualification périodique","MPS","QUAL","U803","70U","496 550,00","3000-01-01",0,1,0,null,null,"BIOTECH_ULIS",{"$error":"#NAME?"},{"$f":"IFERROR(\"Oui, à la ligne \" & MATCH(tableFévrier[[#This Row],[Fusion]],tableOctobre[Fusion],0)+1,\"Non trouvé\")","v":"Non trouvé"},null,15970,null,15970]
["RF67RHC02","Compresseur à vis circuit 2","U_FROID000026","Revision compresseur à vis semi hermétique","MPC","AR","U222GW","10U","462 128,00","2050-01-01",0,1,0,null,null,"BIOMED_ULIS",{"$error":"#NAME?"},{"$f":"IFERROR(\"Oui, à la ligne \" & MATCH(tableFévrier[[#This Row],[Fusion]],tableOctobre[Fusion],0)+1,\"Non trouvé\")","v":"Non trouvé"},null,15987,null,15987]
["DCGCMT800","Sonde de température cuve DCGR800","U_METROLOGIE    12","Vérification CURATIVE température","MC","METR","U411","11U","446 319,00","2050-01-01",0,1,0,null,null,"BIOMED_ULIS",{"$error":"#NAME?"},{"$f":"IFERROR(\"Oui, à la ligne \" & MATCH(tableFévrier[[#This Row],[Fusion]],tableOctobre[Fusion],0)+1,\"Non trouvé\")","v":"Non trouvé"},null,16004,null,16004]
["DCGCMW700","Peson 1,1t DCGR700","U_METR000013","Vérification PERIODIQUE mesure pesage","MPS","METR","U411","11U","619 149,00","2024-12-07",3,1,0,52,1,"BIOMED_ULIS",{"$error":"#NAME?"},{"$f":"IFERROR(\"Oui, à la ligne \" & MATCH(tableFévrier[[#This Row],[Fusion]],tableOctobre[Fusion],0)+1,\"Non trouvé\")","v":"Non trouvé"},null,16021]
["ADECMQ144_097","Comptage envoi cryosur. B4 vers ADEAE","U_METROLOGIE    30","Vérification CURATIVE de comptage","MC","METR","U411","11U","446 329,00","2050-01-01",0,1,0,null,null,"BIOMED_ULIS",{"$error":"#NAME?"},{"$f":"IFERROR(\"Oui, à la ligne \" & MATCH(tableFévrier[[#This Row],[Fusion]],tableOctobre[Fusion],0)+1,\"Non trouvé\")","v":"Non trouvé"},null,16038,null,16038]
["COMCMT11","Sonde température séchage TE-33","U_METR000012","Vérification PERIODIQUE température","MPS","METR","U411","11U","604 014,00","2024-08-26",3,1,0,52,1,"BIOMED_ULIS",{"$error":"#NAME?"},{"$f":"IFERROR(\"Oui, à la ligne \" & MATCH(tableFévrier[[#This Row],[Fusion]],tableOctobre[Fusion],0)+1,\"Non trouvé\")","v":"Non trouvé"},null,16055,null,16055]
["DCGCMT10","Thermostat sécurité air séchage TSH31","U_METROLOGIE    12","Vérification CURATIVE température","MC","METR","U411","11U","446 383,00","2050-01-01",0,1,0,null,null,"BIOMED_ULIS",{"$error":"#NAME?"},{"$f":"IFERROR(\"Oui, à la ligne \" & MATCH(tableFévrier[[#This Row],[Fusion]],tableOctobre[Fusion],0)+1,\"Non trouvé\")","v":"Non trouvé"},null,16072,null,16072]
["COMCMT06","Thermostat sécurité air séchage TSH31","U_METROLOGIE    12","Vérification CURATIVE température","MC","METR","U411","11U","446 358,00","2050-01-01",0,1,0,null,null,"BIOMED_ULIS",{"$error":"#NAME?"},{"$f":"IFERROR(\"Oui, à la ligne \" & MATCH(tableFévrier[[#This Row],[Fusion]],tableOctobre[Fusion],0)+1,\"Non trouvé\")","v":"Non trouvé"},null,16089,null,16089]
["COMCMC04","Sonde conduct rinçage final AE01","U_METROLOGIE    18","Vérification CURATIVE conductivité circuit","MC","METR","U411","11U","622 971,00","3000-01-01",0,1,0,null,null,"BIOMED_ULIS",{"$error":"#NAME?"},{"$f":"IFERROR(\"Oui, à la ligne \" & MATCH(tableFévrier[[#This Row],[Fusion]],tableOctobre[Fusion],0)+1,\"Non trouvé\")","v":"Non trouvé"},null,16101,null,16101]
["IS1CHD01","Chaudière vapeur PMS 12 bars 4,5 MWatts","U_CHAU000006","Analyse combustion brûleurs GL7-1D-ZD et Chaudières","MPS","DEF","U222IS","10U","596 234,00","2024-03-12",3,1,1,13,1,"BIOMED_ULIS",{"$error":"#NAME?"},{"$f":"IFERROR(\"Oui, à la ligne \" & MATCH(tableFévrier[[#This Row],[Fusion]],tableOctobre[Fusion],0)+1,\"Non trouvé\")","v":"Non trouvé"},null,16122,null,16122]
["BCHCMT41","Thermomètre TESTO  n°03322870","U_METR000012","Vérification PERIODIQUE température","MPS","METR","U624UAP","22U","610 718,00","2024-09-28",3,1,0,365,0,"BIOMED_ULIS",{"$error":"#NAME?"},{"$f":"IFERROR(\"Oui, à la ligne \" & MATCH(tableFévrier[[#This Row],[Fusion]],tableOctobre[Fusion],0)+1,\"Non trouvé\")","v":"Non trouvé"},null,16139,null,16139]
["BCHCMT42","Thermomètre TESTO n°03322877","U_METROLOGIE    12","Vérification CURATIVE température","MC","METR","U624UAP","22U",null,"2049-04-25",0,1,0,null,null,"BIOMED_ULIS",{"$error":"#NAME?"},{"$f":"IFERROR(\"Oui, à la ligne \" & MATCH(tableFévrier[[#This Row],[Fusion]],tableOctobre[Fusion],0)+1,\"Non trouvé\")","v":"Non trouvé"},null,16140,null,16140]
["PW40CMP0002","Pression aval pompes PW40P100 / PW40P200","U_METROLOGIE    15","Vérification CURATIVE pression","MC","METR","U222PW","11U",null,"2049-04-25",0,1,0,null,null,"BIOMED_ULIS",{"$error":"#NAME?"},{"$f":"IFERROR(\"Oui, à la ligne \" & MATCH(tableFévrier[[#This Row],[Fusion]],tableOctobre[Fusion],0)+1,\"Non trouvé\")","v":"Non trouvé"},null,16157,null,16157]
["FW3SBD05","Poste extinction zone production ADEAE","U_EAUX000057","Vérification têtes de sprinklage","MPS","FLDT","U130","80U","499 767,00","2021-12-30",3,1,0,365,0,"BIOMED_ULIS",{"$error":"#NAME?"},{"$f":"IFERROR(\"Oui, à la ligne \" & MATCH(tableFévrier[[#This Row],[Fusion]],tableOctobre[Fusion],0)+1,\"Non trouvé\")","v":"Non trouvé"},null,16174,null,16174]
["AC401CMT04","Sonde de gaine T°C","U_METROLOGIE    12","Vérification CURATIVE température","MC","METR","U222AC","10U","448 826,00","2050-01-01",0,1,0,null,null,"BIOMED_ULIS",{"$error":"#NAME?"},{"$f":"IFERROR(\"Oui, à la ligne \" & MATCH(tableFévrier[[#This Row],[Fusion]],tableOctobre[Fusion],0)+1,\"Non trouvé\")","v":"Non trouvé"},null,16191,null,16191]
["AC403CMP06","Sonde pression différentielle","U_METROLOGIE    15","Vérification CURATIVE pression","MC","METR","U222AC","10U","448 842,00","2050-01-01",0,1,0,null,null,"BIOMED_ULIS",{"$error":"#NAME?"},{"$f":"IFERROR(\"Oui, à la ligne \" & MATCH(tableFévrier[[#This Row],[Fusion]],tableOctobre[Fusion],0)+1,\"Non trouvé\")","v":"Non trouvé"},null,16208,null,16208]
["AC404CMT04","Sonde de gaine T°C","U_METROLOGIE    12","Vérification CURATIVE température","MC","METR","U222AC","10U","448 853,00","2050-01-01",0,1,0,null,null,"BIOMED_ULIS",{"$error":"#NAME?"},{"$f":"IFERROR(\"Oui, à la ligne \" & MATCH(tableFévrier[[#This Row],[Fusion]],tableOctobre[Fusion],0)+1,\"Non trouvé\")","v":"Non trouvé"},null,16225,null,16225]
["AC405CMT03","Sonde de gaine T°C","U_METROLOGIE    12","Vérification CURATIVE température","MC","METR","U222AC","10U","448 875,00","2050-01-01",0,1,0,null,null,"BIOMED_ULIS",{"$error":"#NAME?"},{"$f":"IFERROR(\"Oui, à la ligne \" & MATCH(tableFévrier[[#This Row],[Fusion]],tableOctobre[Fusion],0)+1,\"Non trouvé\")","v":"Non trouvé"},null,16242,null,16242]
["AC401CMP06","Sonde pression différentielle","U_METR000015","Vérification PERIODIQUE pression","MPS","METR","U222AC","10U",null,"2049-12-31",0,1,0,null,null,"BIOMED_ULIS",{"$error":"#NAME?"},{"$f":"IFERROR(\"Oui, à la ligne \" & MATCH(tableFévrier[[#This Row],[Fusion]],tableOctobre[Fusion],0)+1,\"Non trouvé\")","v":"Non trouvé"},null,16259,null,16259]
["AC402CMT03","Sonde de gaine T°C","U_METR000012","Vérification PERIODIQUE température","MPS","METR","U222AC","10U",null,"2049-12-31",0,1,0,null,null,"BIOMED_ULIS",{"$error":"#NAME?"},{"$f":"IFERROR(\"Oui, à la ligne \" & MATCH(tableFévrier[[#This Row],[Fusion]],tableOctobre[Fusion],0)+1,\"Non trouvé\")","v":"Non trouvé"},null,16276,null,16276]
["AC404CMP06","Sonde pression différentielle","U_METR000015","Vérification PERIODIQUE pression","MPS","METR","U222AC","10U",null,"2049-12-31",0,1,0,null,null,"BIOMED_ULIS",{"$error":"#NAME?"},{"$f":"IFERROR(\"Oui, à la ligne \" & MATCH(tableFévrier[[#This Row],[Fusion]],tableOctobre[Fusion],0)+1,\"Non trouvé\")","v":"Non trouvé"},null,16293,null,16293]
["AC405CMP05","Sonde pression différentielle","U_METR000015","Vérification PERIODIQUE pression","MPS","METR","U222AC","10U","603 207,00","2024-07-14",3,1,0,365,0,"BIOMED_ULIS",{"$error":"#NAME?"},{"$f":"IFERROR(\"Oui, à la ligne \" & MATCH(tableFévrier[[#This Row],[Fusion]],tableOctobre[Fusion],0)+1,\"Non trouvé\")","v":"Non trouvé"},null,16310,null,16310]
["BAT08CDP","Bâtiment 8 centrale de pesée","CURA249168","AT 2019 - Divers Bâtiment","MC",null,"U200BATP","13U","448 952,00","2050-01-01",0,1,0,null,null,"BIOMED_ULIS",{"$error":"#NAME?"},{"$f":"IFERROR(\"Oui, à la ligne \" & MATCH(tableFévrier[[#This Row],[Fusion]],tableOctobre[Fusion],0)+1,\"Non trouvé\")","v":"Non trouvé"},null,16327,null,16327]
["BAT08ADEAE","Bâtiment 8 atelier ADE","CURA249199","AT 2019 - Electricité","MC",null,"U200BATP","13U","449 022,00","2050-01-01",0,1,0,null,null,"BIOMED_ULIS",{"$error":"#NAME?"},{"$f":"IFERROR(\"Oui, à la ligne \" & MATCH(tableFévrier[[#This Row],[Fusion]],tableOctobre[Fusion],0)+1,\"Non trouvé\")","v":"Non trouvé"},null,16344,null,16344]
["DE4CMT601","Température cuve DE4R600","U_METR000012","Vérification PERIODIQUE température","MPS","METR","U411","11U","619 337,00","2024-12-25",3,1,0,365,0,"BIOMED_ULIS",{"$error":"#NAME?"},{"$f":"IFERROR(\"Oui, à la ligne \" & MATCH(tableFévrier[[#This Row],[Fusion]],tableOctobre[Fusion],0)+1,\"Non trouvé\")","v":"Non trouvé"},null,16361,null,16361]
["GW1PI600","Manomètre pression entrée","U_METROLOGIE    15","Vérification CURATIVE pression","MC","METR","U222GW","11U","449 582,00","2050-01-01",0,1,0,null,null,"BIOMED_ULIS",{"$error":"#NAME?"},{"$f":"IFERROR(\"Oui, à la ligne \" & MATCH(tableFévrier[[#This Row],[Fusion]],tableOctobre[Fusion],0)+1,\"Non trouvé\")","v":"Non trouvé"},null,16378,null,16378]
["GW15CMF600","Débit sortie refroidissement moteur","U_METROLOGIE    11","Vérification CURATIVE de débit","MC","METR","U222GW","11U","449 583,00","2050-01-01",0,1,0,null,null,"BIOMED_ULIS",{"$error":"#NAME?"},{"$f":"IFERROR(\"Oui, à la ligne \" & MATCH(tableFévrier[[#This Row],[Fusion]],tableOctobre[Fusion],0)+1,\"Non trouvé\")","v":"Non trouvé"},null,16380,null,16380]
["DE5CMF1400","Débit aller refroidissement","U_METR000011","Vérification PERIODIQUE de débit","MPS","METR","U411","11U","616 751,00","2024-10-30",3,1,0,365,0,"BIOMED_ULIS",{"$error":"#NAME?"},{"$f":"IFERROR(\"Oui, à la ligne \" & MATCH(tableFévrier[[#This Row],[Fusion]],tableOctobre[Fusion],0)+1,\"Non trouvé\")","v":"Non trouvé"},null,16395,null,16395]
["DE5CMT1500","Température aller refroidissement","U_METR000012","Vérification PERIODIQUE température","MPS","METR","U411","11U","616 767,00","2024-10-30",3,1,0,365,0,"BIOMED_ULIS",{"$error":"#NAME?"},{"$f":"IFERROR(\"Oui, à la ligne \" & MATCH(tableFévrier[[#This Row],[Fusion]],tableOctobre[Fusion],0)+1,\"Non trouvé\")","v":"Non trouvé"},null,16412,null,16412]
["DE5CMP1401","Pression entrée refroidissement bol","U_METROLOGIE    15","Vérification CURATIVE pression","MC","METR","U411","11U","449 595,00","2050-01-01",0,1,0,null,null,"BIOMED_ULIS",{"$error":"#NAME?"},{"$f":"IFERROR(\"Oui, à la ligne \" & MATCH(tableFévrier[[#This Row],[Fusion]],tableOctobre[Fusion],0)+1,\"Non trouvé\")","v":"Non trouvé"},null,16429,null,16429]
["DE5CMT1502","Température retour refroidissement flerbanterie","U_METROLOGIE    12","Vérification CURATIVE température","MC","METR","U411","11U","449 606,00","2050-01-01",0,1,0,null,null,"BIOMED_ULIS",{"$error":"#NAME?"},{"$f":"IFERROR(\"Oui, à la ligne \" & MATCH(tableFévrier[[#This Row],[Fusion]],tableOctobre[Fusion],0)+1,\"Non trouvé\")","v":"Non trouvé"},null,16446,null,16446]
["BCHCMT43","Enregistrement temperature BCHREF14","U_METR000012","Vérification PERIODIQUE température","MPS","METR","U624UAP","22U","610 633,00","2024-08-07",3,1,0,52,1,"BIOMED_ULIS",{"$error":"#NAME?"},{"$f":"IFERROR(\"Oui, à la ligne \" & MATCH(tableFévrier[[#This Row],[Fusion]],tableOctobre[Fusion],0)+1,\"Non trouvé\")","v":"Non trouvé"},null,16463,null,16463]
["DCGTC","Tableau de pontage DCGTC","U_PROC000052","Remplacement des joints du tableau de pontage","MPS","DEF","U411","11U",null,"2049-05-20",3,1,0,365,0,"BIOMED_ULIS",{"$error":"#NAME?"},{"$f":"IFERROR(\"Oui, à la ligne \" & MATCH(tableFévrier[[#This Row],[Fusion]],tableOctobre[Fusion],0)+1,\"Non trouvé\")","v":"Non trouvé"},null,16480,null,16480]
["BAT04ARM106","Coffret 41410 SAS Matériel","U_ELEC000035","Vérification Armoires","MPS","ELEC","U200BATP","10U","617 197,00","2025-11-28",3,1,0,104,1,"BIOMED_ULIS",{"$error":"#NAME?"},{"$f":"IFERROR(\"Oui, à la ligne \" & MATCH(tableFévrier[[#This Row],[Fusion]],tableOctobre[Fusion],0)+1,\"Non trouvé\")","v":"Non trouvé"},null,16497,null,16497]
["BAT04ARM013","Armoire puissance moteurs RdC & étage","U_ELEC000035","Vérification Armoires","MPS","ELEC","U411","10U","616 796,00","2025-10-29",3,1,0,104,1,"BIOMED_ULIS",{"$error":"#NAME?"},{"$f":"IFERROR(\"Oui, à la ligne \" & MATCH(tableFévrier[[#This Row],[Fusion]],tableOctobre[Fusion],0)+1,\"Non trouvé\")","v":"Non trouvé"},null,16514,null,16514]
["FIBPAL01","Monorail Lg.4000 Atelier FIBRI","U_CONT000037","Visite réglementaire palan","MPS","DEF","U411","15U","560 284,00","2023-07-31",3,30,0,365,0,"BIOMED_ULIS",{"$error":"#NAME?"},{"$f":"IFERROR(\"Oui, à la ligne \" & MATCH(tableFévrier[[#This Row],[Fusion]],tableOctobre[Fusion],0)+1,\"Non trouvé\")","v":"Non trouvé"},null,16531,null,16531]
["AC107CD01","Condenseur n°2 local 1325","U_FROID000053","Controle étanchéité","MPS","DEF","U222AC","10U","595 918,00","2024-05-17",3,1,0,52,1,"BIOMED_ULIS",{"$error":"#NAME?"},{"$f":"IFERROR(\"Oui, à la ligne \" & MATCH(tableFévrier[[#This Row],[Fusion]],tableOctobre[Fusion],0)+1,\"Non trouvé\")","v":"Non trouvé"},null,16548,null,16548]
["FIBCMP1800","Sonde de pression cuve FIBR1800","U_METR000015","Vérification PERIODIQUE pression","MPS","METR","U411","11U","589 648,00","2024-03-30",3,1,0,365,0,"BIOMED_ULIS",{"$error":"#NAME?"},{"$f":"IFERROR(\"Oui, à la ligne \" & MATCH(tableFévrier[[#This Row],[Fusion]],tableOctobre[Fusion],0)+1,\"Non trouvé\")","v":"Non trouvé"},null,16565,null,16565]
["SHWCMT1901","Sonde de température SHW1900","U_METR000012","Vérification PERIODIQUE température","MPS","METR","U411","11U","598 246,00","2024-05-11",3,1,0,52,1,"BIOMED_ULIS",{"$error":"#NAME?"},{"$f":"IFERROR(\"Oui, à la ligne \" & MATCH(tableFévrier[[#This Row],[Fusion]],tableOctobre[Fusion],0)+1,\"Non trouvé\")","v":"Non trouvé"},null,16582,null,16582]
["FIBCMS30","Transmetteur vitesse d'agitateur FIBR30","U_METR000014","Vérification PERIODIQUE mesure vitesse","MPS","METR","U411","11U","619 487,00","2024-12-30",3,1,0,365,0,"BIOMED_ULIS",{"$error":"#NAME?"},{"$f":"IFERROR(\"Oui, à la ligne \" & MATCH(tableFévrier[[#This Row],[Fusion]],tableOctobre[Fusion],0)+1,\"Non trouvé\")","v":"Non trouvé"},null,16599,null,16599]
["FIBCMT1800","Sonde de température cuve FIBR1800","U_METROLOGIE    12","Vérification CURATIVE température","MC","METR","U411","11U","451 556,00","2050-01-01",0,1,0,null,null,"BIOMED_ULIS",{"$error":"#NAME?"},{"$f":"IFERROR(\"Oui, à la ligne \" & MATCH(tableFévrier[[#This Row],[Fusion]],tableOctobre[Fusion],0)+1,\"Non trouvé\")","v":"Non trouvé"},null,16616,null,16616]
["FIBCMF2000","Débitmètre massique filtre lenticulaire","U_METROLOGIE    11","Vérification CURATIVE de débit","MC","METR","U411","11U","451 539,00","2050-01-01",0,1,0,null,null,"BIOMED_ULIS",{"$error":"#NAME?"},{"$f":"IFERROR(\"Oui, à la ligne \" & MATCH(tableFévrier[[#This Row],[Fusion]],tableOctobre[Fusion],0)+1,\"Non trouvé\")","v":"Non trouvé"},null,16633,null,16633]
["EXPW2","Production eau purifiée 2","CURA250304","Divers défauts","MC",null,"U222PW","11U","458 123,00","2050-01-01",0,1,0,null,null,"BIOMED_ULIS",{"$error":"#NAME?"},{"$f":"IFERROR(\"Oui, à la ligne \" & MATCH(tableFévrier[[#This Row],[Fusion]],tableOctobre[Fusion],0)+1,\"Non trouvé\")","v":"Non trouvé"},null,16650,null,16650]
["MFPRETUV08","Enceinte climatique ERATIS n°1709295/3939","CURA250321","Ot curatif ouvert suite à défaut sur étuve","MC","DEF","U868","70U","556 529,00","3000-01-01",0,1,0,null,null,"BIOTECH_ULIS",{"$error":"#NAME?"},{"$f":"IFERROR(\"Oui, à la ligne \" & MATCH(tableFévrier[[#This Row],[Fusion]],tableOctobre[Fusion],0)+1,\"Non trouvé\")","v":"Non trouvé"},null,16651,null,16651]
["ENVLAV26","Nettoyeur Vapeur n°2","U_MECA000082","Maintenance annuelle nettoyeur vapeur","MPS","DEF","U408PMML","11U","538 232,00","2023-11-30",3,1,0,365,0,"BIOMED_ULIS",{"$error":"#NAME?"},{"$f":"IFERROR(\"Oui, à la ligne \" & MATCH(tableFévrier[[#This Row],[Fusion]],tableOctobre[Fusion],0)+1,\"Non trouvé\")","v":"Non trouvé"},null,16674,null,16674]
["PWCMP101","Mesure de pression inférieure BD03PWR10","U_METR000015","Vérification PERIODIQUE pression","MPS","METR","U222PW","11U","604 349,00","2024-07-29",3,1,0,365,0,"BIOMED_ULIS",{"$error":"#NAME?"},{"$f":"IFERROR(\"Oui, à la ligne \" & MATCH(tableFévrier[[#This Row],[Fusion]],tableOctobre[Fusion],0)+1,\"Non trouvé\")","v":"Non trouvé"},null,16684,null,16684]
["AC77","Air climatisé ateliers ambiants gamma B8","U_CLIM000202","Nettoyage gaines de CTA","MPS","CLIM","U222AC","10U","596 232,00","2029-12-09",3,1,0,"2 190,00",0,"BIOMED_ULIS",{"$error":"#NAME?"},{"$f":"IFERROR(\"Oui, à la ligne \" & MATCH(tableFévrier[[#This Row],[Fusion]],tableOctobre[Fusion],0)+1,\"Non trouvé\")","v":"Non trouvé"},null,16701,null,16701]
["ELEPTEST","Poste transformateur mt/bt est","CURA251492","Pose de compteurs d'énergie","PRO","AR","U222ELE","30U",null,"2019-12-31",0,1,0,null,null,"BIOMED_ULIS",{"$error":"#NAME?"},{"$f":"IFERROR(\"Oui, à la ligne \" & MATCH(tableFévrier[[#This Row],[Fusion]],tableOctobre[Fusion],0)+1,\"Non trouvé\")","v":"Non trouvé"},null,16718,null,16718]
["CQBCMT37","Enreg T° CQBREF04 /BAT01ARM06","U_LABO000006","Qualification périodique","MPS","QUAL","DEF","71U","625 933,00","2024-07-14",3,1,0,365,0,"BIOTECH_ULIS",{"$error":"#NAME?"},{"$f":"IFERROR(\"Oui, à la ligne \" & MATCH(tableFévrier[[#This Row],[Fusion]],tableOctobre[Fusion],0)+1,\"Non trouvé\")","v":"Non trouvé"},null,16735,null,16735]
["CQBCMW02","Masse autocontrole 10mg S1611664","U_LABO000006","Qualification périodique","MPS","QUAL","U633","71U","607 824,00","2024-08-20",3,1,0,365,0,"BIOTECH_ULIS",{"$error":"#NAME?"},{"$f":"IFERROR(\"Oui, à la ligne \" & MATCH(tableFévrier[[#This Row],[Fusion]],tableOctobre[Fusion],0)+1,\"Non trouvé\")","v":"Non trouvé"},null,16752,null,16752]
["GW1CMP400","Pression  retour secondaire GW1","U_METR000015","Vérification PERIODIQUE pression","MPS","METR","U222GW","10U","617 384,00","2024-12-29",3,1,0,365,0,"BIOMED_ULIS",{"$error":"#NAME?"},{"$f":"IFERROR(\"Oui, à la ligne \" & MATCH(tableFévrier[[#This Row],[Fusion]],tableOctobre[Fusion],0)+1,\"Non trouvé\")","v":"Non trouvé"},null,16769,null,16769]
["CQBUR01","Chaine HPLC Waters Ensemble de 4 modules","U_LABO000014","Maintenance + Qualification","MPS","QUAL","U633","71U","616 260,00","2024-08-06",3,1,0,365,0,"BIOTECH_ULIS",{"$error":"#NAME?"},{"$f":"IFERROR(\"Oui, à la ligne \" & MATCH(tableFévrier[[#This Row],[Fusion]],tableOctobre[Fusion],0)+1,\"Non trouvé\")","v":"Non trouvé"},null,16786,null,16786]
["DCGPAL02","Potence élévatrice Décongélation","U_CONTROLES","Travaux remise en état suite vérification réglementaire","MC","DEF","U411","13U",null,"2049-08-26",0,1,0,null,null,"BIOMED_ULIS",{"$error":"#NAME?"},{"$f":"IFERROR(\"Oui, à la ligne \" & MATCH(tableFévrier[[#This Row],[Fusion]],tableOctobre[Fusion],0)+1,\"Non trouvé\")","v":"Non trouvé"},null,16803,null,16803]
["CIPCMQ0100","Comptage envoi NEP CIP01","U_METR000030","Vérification PERIODIQUE de comptage","MPS","METR","U236NEP","11U","618 269,00","2024-11-23",3,1,0,52,1,"BIOMED_ULIS",{"$error":"#NAME?"},{"$f":"IFERROR(\"Oui, à la ligne \" & MATCH(tableFévrier[[#This Row],[Fusion]],tableOctobre[Fusion],0)+1,\"Non trouvé\")","v":"Non trouvé"},null,16820,null,16820]
["DWCMP401","Pression aval filtre réseau B4","U_METROLOGIE    15","Vérification CURATIVE pression","MC","METR","U222DW","11U",null,"3000-01-01",0,1,0,null,null,"BIOMED_ULIS",{"$error":"#NAME?"},{"$f":"IFERROR(\"Oui, à la ligne \" & MATCH(tableFévrier[[#This Row],[Fusion]],tableOctobre[Fusion],0)+1,\"Non trouvé\")","v":"Non trouvé"},null,16837,null,16837]
["ELECHG06","Chargeur relayage bobine MX TGBT/HT B11","U_ELEC000036","Contrôle batterie","MPS","ELEC","U222ELE","10U","540 016,00","2023-05-05",3,1,0,365,0,"BIOMED_ULIS",{"$error":"#NAME?"},{"$f":"IFERROR(\"Oui, à la ligne \" & MATCH(tableFévrier[[#This Row],[Fusion]],tableOctobre[Fusion],0)+1,\"Non trouvé\")","v":"Non trouvé"},null,16854,null,16854]
["COMEH05","Serpentin vapeur pour chauffage cuve de lavage  SE-50","U_CONT000017","Epreuve décennale pression/vapeur","MPS","DEF","U411","15U",null,"2049-04-01",3,1,0,520,1,"BIOMED_ULIS",{"$error":"#NAME?"},{"$f":"IFERROR(\"Oui, à la ligne \" & MATCH(tableFévrier[[#This Row],[Fusion]],tableOctobre[Fusion],0)+1,\"Non trouvé\")","v":"Non trouvé"},null,16871,null,16871]
["COMCMC05","Sonde de conductivité cuve de lavage AE-02","U_METROLOGIE    19","Vérification CURATIVE conductivité solution","MC","METR","U411","11U","460 189,00","2050-01-01",0,1,0,null,null,"BIOMED_ULIS",{"$error":"#NAME?"},{"$f":"IFERROR(\"Oui, à la ligne \" & MATCH(tableFévrier[[#This Row],[Fusion]],tableOctobre[Fusion],0)+1,\"Non trouvé\")","v":"Non trouvé"},null,16888,null,16888]
["AC38MOT01","Moteur soufflage vestiaires prod B8","U_CLIM000214","Remplacement des roulements moteurs CTA","MPS","CLIM","U222AC","10U","540 146,00","2025-08-27",3,1,0,156,1,"BIOMED_ULIS",{"$error":"#NAME?"},{"$f":"IFERROR(\"Oui, à la ligne \" & MATCH(tableFévrier[[#This Row],[Fusion]],tableOctobre[Fusion],0)+1,\"Non trouvé\")","v":"Non trouvé"},null,16905,null,16905]
["AC17MOT01","Moteur soufflage extension B8","U_CLIM000214","Remplacement des roulements moteurs CTA","MPS","CLIM","U222AC","10U","596 127,00","2026-08-24",3,1,0,156,1,"BIOMED_ULIS",{"$error":"#NAME?"},{"$f":"IFERROR(\"Oui, à la ligne \" & MATCH(tableFévrier[[#This Row],[Fusion]],tableOctobre[Fusion],0)+1,\"Non trouvé\")","v":"Non trouvé"},null,16906,null,16906]
["AC13","Air climatisé local cryosas B8","U_CLIM000221","Contrôle état caisson","MPS","CLIM","U222AC","10U",null,"2024-03-31",3,1,0,312,1,"BIOMED_ULIS",{"$error":"#NAME?"},{"$f":"IFERROR(\"Oui, à la ligne \" & MATCH(tableFévrier[[#This Row],[Fusion]],tableOctobre[Fusion],0)+1,\"Non trouvé\")","v":"Non trouvé"},null,16923,null,16923]
["AC64","Air Climatisé Atelier Centri-Decong","U_CLIM000223","Nettoyage annuel des caissons de CTA","MPS","CLIM","U222AC","10U","603 276,00","2024-08-26",3,1,0,52,1,"BIOMED_ULIS",{"$error":"#NAME?"},{"$f":"IFERROR(\"Oui, à la ligne \" & MATCH(tableFévrier[[#This Row],[Fusion]],tableOctobre[Fusion],0)+1,\"Non trouvé\")","v":"Non trouvé"},null,16940,null,16940]
["AC02","Air climatisé  centrale de pesée","U_CLIM000222","Vérification état gaines / registres / Calorifuges","MPS","CLIM","U222AC","10U",null,"2023-12-31",3,1,0,312,1,"BIOMED_ULIS",{"$error":"#NAME?"},{"$f":"IFERROR(\"Oui, à la ligne \" & MATCH(tableFévrier[[#This Row],[Fusion]],tableOctobre[Fusion],0)+1,\"Non trouvé\")","v":"Non trouvé"},null,16968,null,16968]
["BAT01","Bâtiment 1 commun","U_REGL_00313","Remarque APAVE: Présence d installations électriques dans le volume 2 (douche, labo 1216).","MC","REGL","U235BATU","10U","461 503,00","3000-01-01",0,1,0,null,null,"BIOMED_ULIS",{"$error":"#NAME?"},{"$f":"IFERROR(\"Oui, à la ligne \" & MATCH(tableFévrier[[#This Row],[Fusion]],tableOctobre[Fusion],0)+1,\"Non trouvé\")","v":"Non trouvé"},null,16973,null,16973]
["BAT01","Bâtiment 1 commun","U_REGL_00336","Remarque APAVE: Du matériel électrique est placé dans le volume 2 (douche murale","MC","REGL","U235BATU","10U","461 518,00","3000-01-01",0,1,0,null,null,"BIOMED_ULIS",{"$error":"#NAME?"},{"$f":"IFERROR(\"Oui, à la ligne \" & MATCH(tableFévrier[[#This Row],[Fusion]],tableOctobre[Fusion],0)+1,\"Non trouvé\")","v":"Non trouvé"},null,16990,null,16990]
["BAT01","Bâtiment 1 commun","U_REGL_00353","Remarque APAVE: La porte du local n est pas conforme.","MC","REGL","U235BATU","10U","461 549,00","2050-01-01",0,1,0,null,null,"BIOMED_ULIS",{"$error":"#NAME?"},{"$f":"IFERROR(\"Oui, à la ligne \" & MATCH(tableFévrier[[#This Row],[Fusion]],tableOctobre[Fusion],0)+1,\"Non trouvé\")","v":"Non trouvé"},null,17007,null,17007]
["BAT10","Bâtiment 10 Ateliers et bureaux Services Techniques","U_REGL_00370","Remarque APAVE: Absence de dispositif de coupure d urgence facilement accessible.","MC","REGL","U200","10U","461 541,00","3000-01-01",0,1,0,null,null,"BIOMED_ULIS",{"$f":"_xlfn.TEXTJOIN(\"\",TRUE,A17026:D17026,H17026,N17026)","v":{"$error":"#NAME?"}},{"$f":"IFERROR(\"Oui, à la ligne \" & MATCH(tableFévrier[[#This Row],[Fusion]],tableOctobre[Fusion],0)+1,\"Non trouvé\")","v":"Non trouvé"},null,17024,null,17024]
["BAT23","Bâtiment administratif Ex Agilent grand","U_REGL_00387","Remarque APAVE: Absence de couvercle sur la goulotte.","MC","REGL","U633","10U","461 591,00","2050-01-01",0,1,0,null,null,"BIOTECH_ULIS",{"$error":"#NAME?"},{"$f":"IFERROR(\"Oui, à la ligne \" & MATCH(tableFévrier[[#This Row],[Fusion]],tableOctobre[Fusion],0)+1,\"Non trouvé\")","v":"Non trouvé"},null,17041,null,17041]
["SSISDI19","Syst détec incendie moteurs palettiers 11RC36","CURA254737","Remplacement bouteille Azote","MC",null,"U130","80U",null,"2019-10-23",0,1,0,null,null,"BIOMED_ULIS",{"$error":"#NAME?"},{"$f":"IFERROR(\"Oui, à la ligne \" & MATCH(tableFévrier[[#This Row],[Fusion]],tableOctobre[Fusion],0)+1,\"Non trouvé\")","v":"Non trouvé"},null,17058,null,17058]
["FIBCMQ1400","Comptage remplissage bol FIBC1400","U_METR000030","Vérification PERIODIQUE de comptage","MPS","METR","U411","11U","616 774,00","2024-10-30",3,1,0,365,0,"BIOMED_ULIS",{"$error":"#NAME?"},{"$f":"IFERROR(\"Oui, à la ligne \" & MATCH(tableFévrier[[#This Row],[Fusion]],tableOctobre[Fusion],0)+1,\"Non trouvé\")","v":"Non trouvé"},null,17075,null,17075]
["UPILBT01","Bain thermostaté VULCANIC","U_FROID000054","Maintenance + Contrôle étanchéité","MPS","DEF","U851","10U","595 833,00","2024-03-06",3,1,0,52,1,"BIOTECH_ULIS",{"$error":"#NAME?"},{"$f":"IFERROR(\"Oui, à la ligne \" & MATCH(tableFévrier[[#This Row],[Fusion]],tableOctobre[Fusion],0)+1,\"Non trouvé\")","v":"Non trouvé"},null,17092,null,17092]
["UDA4SOR03","Hotte chimique CAPTAIR n°12522 09","U_CLIM000134","Maintenance hotte à filtration","MPS","CLIM","U855","70U","590 779,00","2024-03-25",3,1,0,365,0,"BIOTECH_ULIS",{"$error":"#NAME?"},{"$f":"IFERROR(\"Oui, à la ligne \" & MATCH(tableFévrier[[#This Row],[Fusion]],tableOctobre[Fusion],0)+1,\"Non trouvé\")","v":"Non trouvé"},null,17109,null,17109]
["AC122CD01","Condenseur labo L2 1210-11-12","U_FROI000032","Nettoyage des condenseurs de clim","MPS","CLIM","U222AC","10U","504 936,00","2049-06-15",3,1,0,52,1,"BIOTECH_ULIS",{"$error":"#NAME?"},{"$f":"IFERROR(\"Oui, à la ligne \" & MATCH(tableFévrier[[#This Row],[Fusion]],tableOctobre[Fusion],0)+1,\"Non trouvé\")","v":"Non trouvé"},null,17126,null,17126]
["AC40CD23","Condenseur clim 18212/213/214/215/216","U_FROI000032","Nettoyage des condenseurs de clim","MPS","CLIM","U222AC","10U","505 032,00","2049-06-15",3,1,0,52,1,"BIOMED_ULIS",{"$error":"#NAME?"},{"$f":"IFERROR(\"Oui, à la ligne \" & MATCH(tableFévrier[[#This Row],[Fusion]],tableOctobre[Fusion],0)+1,\"Non trouvé\")","v":"Non trouvé"},null,17143,null,17143]
["ACCD14","Condenseur salle visio-conférence","U_FROI000032","Nettoyage des condenseurs de clim","MPS","CLIM","U222AC","10U","553 122,00","2049-06-15",3,1,0,52,1,"BIOMED_ULIS",{"$error":"#NAME?"},{"$f":"IFERROR(\"Oui, à la ligne \" & MATCH(tableFévrier[[#This Row],[Fusion]],tableOctobre[Fusion],0)+1,\"Non trouvé\")","v":"Non trouvé"},null,17160,null,17160]
["ACCD18","Condenseur bureau 2RC238","U_FROI000032","Nettoyage des condenseurs de clim","MPS","CLIM","U222AC","10U","553 123,00","2049-06-15",3,1,0,52,1,"BIOMED_ULIS",{"$error":"#NAME?"},{"$f":"IFERROR(\"Oui, à la ligne \" & MATCH(tableFévrier[[#This Row],[Fusion]],tableOctobre[Fusion],0)+1,\"Non trouvé\")","v":"Non trouvé"},null,17161,null,17161]
["ACCD73","Unité exterieur 1306","U_FROI000032","Nettoyage des condenseurs de clim","MPS","CLIM","U222AC","10U","553 137,00","2049-06-15",3,1,0,52,1,"BIOMED_ULIS",{"$error":"#NAME?"},{"$f":"IFERROR(\"Oui, à la ligne \" & MATCH(tableFévrier[[#This Row],[Fusion]],tableOctobre[Fusion],0)+1,\"Non trouvé\")","v":"Non trouvé"},null,17178,null,17178]
["DCGCMC101","Transmetteur basse conductivité 01-CTL01","U_METR000018","Vérif. PERIODIQUE mesure conductivité circuit","MPS","METR","U411","11U","595 011,00","2024-04-18",3,1,0,52,1,"BIOMED_ULIS",{"$error":"#NAME?"},{"$f":"IFERROR(\"Oui, à la ligne \" & MATCH(tableFévrier[[#This Row],[Fusion]],tableOctobre[Fusion],0)+1,\"Non trouvé\")","v":"Non trouvé"},null,17195,null,17195]
["RF66A","Production fluide frigorigène +15°C  circuit A","U_FROID000053","Controle étanchéité","MPS","DEF","U222GW","10U","596 171,00","2024-09-04",3,1,0,52,1,"BIOMED_ULIS",{"$error":"#NAME?"},{"$f":"IFERROR(\"Oui, à la ligne \" & MATCH(tableFévrier[[#This Row],[Fusion]],tableOctobre[Fusion],0)+1,\"Non trouvé\")","v":"Non trouvé"},null,17212,null,17212]
["RF63B","Groupe froid production GW0 circuit 2","U_CONT000060","Visite réglementaire groupes froid","MPS","DEF","U222GW","15U",null,"2049-11-22",3,30,0,104,1,"BIOMED_ULIS",{"$error":"#NAME?"},{"$f":"IFERROR(\"Oui, à la ligne \" & MATCH(tableFévrier[[#This Row],[Fusion]],tableOctobre[Fusion],0)+1,\"Non trouvé\")","v":"Non trouvé"},null,17230,null,17230]
["CBLAB11","OCTET RED 96","U_LABORATOIRE   02","Intervention CURATIVE prestataire externe","MPS","MAINT","U855","70U","464 338,00","2050-01-01",0,1,0,null,null,"BIOTECH_ULIS",{"$error":"#NAME?"},{"$f":"IFERROR(\"Oui, à la ligne \" & MATCH(tableFévrier[[#This Row],[Fusion]],tableOctobre[Fusion],0)+1,\"Non trouvé\")","v":"Non trouvé"},null,17245,null,17245]
["CQBCMQ35","Pipette 0,5 - 10 µL n° B941376858","U_LABO000016","Vérification à réception + maintenance + vérification après maintenance","MPS","METR","U633","71U","626 408,00","2024-03-27",3,1,0,16,1,"BIOTECH_ULIS",{"$error":"#NAME?"},{"$f":"IFERROR(\"Oui, à la ligne \" & MATCH(tableFévrier[[#This Row],[Fusion]],tableOctobre[Fusion],0)+1,\"Non trouvé\")","v":"Non trouvé"},null,17262,null,17262]
["AC406CV06","Ventilo-convecteur 4SS411","U_CLIM000205","Maintenance extraction / ventilation","MPS","CLIM","U222AC","10U","600 047,00","2024-06-29",3,1,0,365,0,"BIOMED_ULIS",{"$error":"#NAME?"},{"$f":"IFERROR(\"Oui, à la ligne \" & MATCH(tableFévrier[[#This Row],[Fusion]],tableOctobre[Fusion],0)+1,\"Non trouvé\")","v":"Non trouvé"},null,17279,null,17279]
["GAMBOL964","Bol de centri BKA45 n°964","CURA256371","Démontage et remontage double enveloppe","MC",null,"U441","11U","537 640,00","3000-01-01",0,1,0,null,null,"BIOMED_ULIS",{"$error":"#NAME?"},{"$f":"IFERROR(\"Oui, à la ligne \" & MATCH(tableFévrier[[#This Row],[Fusion]],tableOctobre[Fusion],0)+1,\"Non trouvé\")","v":"Non trouvé"},null,17296,null,17296]
["BAT01ARM53","Coffret B8 Poste ouest","U_ELEC000035","Vérification Armoires","MPS","ELEC","U222ELE","10U","612 400,00","2025-08-29",3,1,0,104,1,"BIOMED_ULIS",{"$error":"#NAME?"},{"$f":"IFERROR(\"Oui, à la ligne \" & MATCH(tableFévrier[[#This Row],[Fusion]],tableOctobre[Fusion],0)+1,\"Non trouvé\")","v":"Non trouvé"},null,17313,null,17313]
["ACARM223","Coffret caisson extraction sas cryogénie","U_ELEC000035","Vérification Armoires","MPS","ELEC","U222ELE","10U","593 844,00","2025-03-29",3,1,1,104,1,"BIOMED_ULIS",{"$error":"#NAME?"},{"$f":"IFERROR(\"Oui, à la ligne \" & MATCH(tableFévrier[[#This Row],[Fusion]],tableOctobre[Fusion],0)+1,\"Non trouvé\")","v":"Non trouvé"},null,17330,null,17330]
["BAT01ARM37","Coffret pilote 2","U_ELEC000035","Vérification Armoires","MPS","ELEC","U222ELE","10U","606 304,00","2025-07-29",3,1,1,104,1,"BIOMED_ULIS",{"$error":"#NAME?"},{"$f":"IFERROR(\"Oui, à la ligne \" & MATCH(tableFévrier[[#This Row],[Fusion]],tableOctobre[Fusion],0)+1,\"Non trouvé\")","v":"Non trouvé"},null,17347,null,17347]
["BAT01ARM62","Armoire coupure moteur ascenseur B1D","U_ELEC000035","Vérification Armoires","MPS","ELEC","U222ELE","10U","614 414,00","2025-09-28",3,1,0,104,1,"BIOMED_ULIS",{"$error":"#NAME?"},{"$f":"IFERROR(\"Oui, à la ligne \" & MATCH(tableFévrier[[#This Row],[Fusion]],tableOctobre[Fusion],0)+1,\"Non trouvé\")","v":"Non trouvé"},null,17364,null,17364]
["BAT04PTA27","Porte entrée Sas matières 4RC424","U_CONTROLES","Travaux remise en état suite vérification réglementaire","MC","DEF","DEF","13U",null,"2049-12-31",3,1,0,52,1,"BIOMED_ULIS",{"$error":"#NAME?"},{"$f":"IFERROR(\"Oui, à la ligne \" & MATCH(tableFévrier[[#This Row],[Fusion]],tableOctobre[Fusion],0)+1,\"Non trouvé\")","v":"Non trouvé"},null,17381,null,17381]
["AC402CT402","Caisson de traitement d'air Cryo + Decongelation","U_CLIM000225","Contrôle et sauvegarde automates Tridium","MPS","CLIM","U222AC","10U","596 115,00","2024-07-30",3,1,0,365,0,"BIOMED_ULIS",{"$error":"#NAME?"},{"$f":"IFERROR(\"Oui, à la ligne \" & MATCH(tableFévrier[[#This Row],[Fusion]],tableOctobre[Fusion],0)+1,\"Non trouvé\")","v":"Non trouvé"},null,17398,null,17398]
["BAT03ARM02","Armoire de distribution normal 1b3","U_ELEC000035","Vérification Armoires","MPS","ELEC","U222ELE","10U","614 423,00","2025-09-28",3,1,0,104,1,"BIOMED_ULIS",{"$error":"#NAME?"},{"$f":"IFERROR(\"Oui, à la ligne \" & MATCH(tableFévrier[[#This Row],[Fusion]],tableOctobre[Fusion],0)+1,\"Non trouvé\")","v":"Non trouvé"},null,17415,null,17415]
["ELE12ARM03S4","Armoire distribution 2b3","U_ELEC000035","Vérification Armoires","MPS","ELEC","U222ELE","10U","565 402,00","2024-08-29",3,1,0,104,1,"BIOMED_ULIS",{"$error":"#NAME?"},{"$f":"IFERROR(\"Oui, à la ligne \" & MATCH(tableFévrier[[#This Row],[Fusion]],tableOctobre[Fusion],0)+1,\"Non trouvé\")","v":"Non trouvé"},null,17416,null,17416]
["ELEARM05","Coffret ventilation poste B4","U_ELEC000035","Vérification Armoires","MPS","ELEC","U222ELE","10U","565 408,00","2024-08-29",3,1,0,104,1,"BIOMED_ULIS",{"$error":"#NAME?"},{"$f":"IFERROR(\"Oui, à la ligne \" & MATCH(tableFévrier[[#This Row],[Fusion]],tableOctobre[Fusion],0)+1,\"Non trouvé\")","v":"Non trouvé"},null,17433,null,17433]
["EPL2ARM01","Coffret porte accès 11RC07","U_ELEC000035","Vérification Armoires","MPS","ELEC","U222ELE","10U","565 412,00","2024-08-29",3,1,0,104,1,"BIOMED_ULIS",{"$error":"#NAME?"},{"$f":"IFERROR(\"Oui, à la ligne \" & MATCH(tableFévrier[[#This Row],[Fusion]],tableOctobre[Fusion],0)+1,\"Non trouvé\")","v":"Non trouvé"},null,17450,null,17450]
["BAT11ARM07","Coffret pour BAT11PTA13","U_ELEC000035","Vérification Armoires","MPS","ELEC","U222ELE","10U","543 329,00","2024-02-27",3,1,0,104,1,"BIOMED_ULIS",{"$error":"#NAME?"},{"$f":"IFERROR(\"Oui, à la ligne \" & MATCH(tableFévrier[[#This Row],[Fusion]],tableOctobre[Fusion],0)+1,\"Non trouvé\")","v":"Non trouvé"},null,17467,null,17467]
["BAT11ARM20","Coffret distribution bureau 11RC26","U_ELEC000035","Vérification Armoires","MPS","ELEC","U222ELE","10U","548 071,00","2024-03-29",3,1,0,104,1,"BIOMED_ULIS",{"$error":"#NAME?"},{"$f":"IFERROR(\"Oui, à la ligne \" & MATCH(tableFévrier[[#This Row],[Fusion]],tableOctobre[Fusion],0)+1,\"Non trouvé\")","v":"Non trouvé"},null,17484,null,17484]
["RF52ARM03","Armoire organes de securité","U_ELEC000035","Vérification Armoires","MPS","ELEC","U222RF","10U","579 521,00","2024-12-29",3,1,0,104,1,"BIOMED_ULIS",{"$error":"#NAME?"},{"$f":"IFERROR(\"Oui, à la ligne \" & MATCH(tableFévrier[[#This Row],[Fusion]],tableOctobre[Fusion],0)+1,\"Non trouvé\")","v":"Non trouvé"},null,17501,null,17501]
["BAT04ARM1000","Armoire extérieur utilités B4","U_ELEC000035","Vérification Armoires","MPS","ELEC","U222ELE","10U","617 190,00","2025-11-28",3,1,0,104,1,"BIOMED_ULIS",{"$error":"#NAME?"},{"$f":"IFERROR(\"Oui, à la ligne \" & MATCH(tableFévrier[[#This Row],[Fusion]],tableOctobre[Fusion],0)+1,\"Non trouvé\")","v":"Non trouvé"},null,17524,null,17524]
["MGPARM02","Coffret onduleur","U_ELEC000035","Vérification Armoires","MPS","ELEC","U222ELE","10U","571 173,00","2024-10-29",3,1,0,104,1,"BIOMED_ULIS",{"$error":"#NAME?"},{"$f":"IFERROR(\"Oui, à la ligne \" & MATCH(tableFévrier[[#This Row],[Fusion]],tableOctobre[Fusion],0)+1,\"Non trouvé\")","v":"Non trouvé"},null,17534,null,17534]
["ADEARM02","Armoire distribution servitudes","U_ELEC000035","Vérification Armoires","MPS","ELEC","U421DEAE","10U","599 900,00","2025-05-29",3,1,1,104,1,"BIOMED_ULIS",{"$error":"#NAME?"},{"$f":"IFERROR(\"Oui, à la ligne \" & MATCH(tableFévrier[[#This Row],[Fusion]],tableOctobre[Fusion],0)+1,\"Non trouvé\")","v":"Non trouvé"},null,17551,null,17551]
["ELE12ARM0111","Armoire distribution normal 1b1 gaine 1","U_ELEC000035","Vérification Armoires","MPS","ELEC","U222ELE","10U","559 605,00","2024-06-28",3,1,1,104,1,"BIOMED_ULIS",{"$error":"#NAME?"},{"$f":"IFERROR(\"Oui, à la ligne \" & MATCH(tableFévrier[[#This Row],[Fusion]],tableOctobre[Fusion],0)+1,\"Non trouvé\")","v":"Non trouvé"},null,17568,null,17568]
["ELE12ARM01R4","Armoire distribution secouru rcb1 gaine2","U_ELEC000035","Vérification Armoires","MPS","ELEC","U222ELE","10U","559 717,00","2024-07-29",3,1,0,104,1,"BIOMED_ULIS",{"$error":"#NAME?"},{"$f":"IFERROR(\"Oui, à la ligne \" & MATCH(tableFévrier[[#This Row],[Fusion]],tableOctobre[Fusion],0)+1,\"Non trouvé\")","v":"Non trouvé"},null,17585,null,17585]
["ELE12ARM0139","Armoire distribution secouru 3b1 congéla","U_ELEC000035","Vérification Armoires","MPS","ELEC","U222ELE","10U","559 712,00","2024-07-29",3,1,0,104,1,"BIOMED_ULIS",{"$error":"#NAME?"},{"$f":"IFERROR(\"Oui, à la ligne \" & MATCH(tableFévrier[[#This Row],[Fusion]],tableOctobre[Fusion],0)+1,\"Non trouvé\")","v":"Non trouvé"},null,17602,null,17602]
["GAMARM00","Armoire puissance et automatisme cuverie gamma","U_ELEC000035","Vérification Armoires","MPS","ELEC","U441","10U","569 237,00","2024-09-28",3,1,0,104,1,"BIOMED_ULIS",{"$error":"#NAME?"},{"$f":"IFERROR(\"Oui, à la ligne \" & MATCH(tableFévrier[[#This Row],[Fusion]],tableOctobre[Fusion],0)+1,\"Non trouvé\")","v":"Non trouvé"},null,17619,null,17619]
["CQBCMT26","Thermomètre polyvalent Ebro N° 62477073","U_LABO000006","Qualification périodique","MPS","QUAL","U633","71U","598 759,00","2024-03-18",3,1,0,365,0,"BIOTECH_ULIS",{"$error":"#NAME?"},{"$f":"IFERROR(\"Oui, à la ligne \" & MATCH(tableFévrier[[#This Row],[Fusion]],tableOctobre[Fusion],0)+1,\"Non trouvé\")","v":"Non trouvé"},null,17636,null,17636]
["SHW1","Prod. distri. fluides thermiques B01/B08","U_CHAU000021","Démarrage du chauffage","MPS","FLDT","U222SHW","10U","612 533,00","2024-09-29",3,1,0,365,0,"BIOMED_ULIS",{"$error":"#NAME?"},{"$f":"IFERROR(\"Oui, à la ligne \" & MATCH(tableFévrier[[#This Row],[Fusion]],tableOctobre[Fusion],0)+1,\"Non trouvé\")","v":"Non trouvé"},null,17653,null,17653]
["CIPCMC0201","Conductivimètre envoi NEP CIP02","U_METR000019","Vérif. PERIODIQUE mesure conductivité solution","MPS","METR","U236NEP","11U","621 511,00","2025-01-30",3,1,0,365,0,"BIOMED_ULIS",{"$error":"#NAME?"},{"$f":"IFERROR(\"Oui, à la ligne \" & MATCH(tableFévrier[[#This Row],[Fusion]],tableOctobre[Fusion],0)+1,\"Non trouvé\")","v":"Non trouvé"},null,17670,null,17670]
["CIPCMC0301","Conductivimètre envoi NEP CIP03","U_METR000019","Vérif. PERIODIQUE mesure conductivité solution","MPS","METR","U236NEP","11U","621 513,00","2025-01-30",3,1,0,365,0,"BIOMED_ULIS",{"$error":"#NAME?"},{"$f":"IFERROR(\"Oui, à la ligne \" & MATCH(tableFévrier[[#This Row],[Fusion]],tableOctobre[Fusion],0)+1,\"Non trouvé\")","v":"Non trouvé"},null,17671,null,17671]
["CQBAV03","Armoire ventilée Erlab n° 30281-1901","U_LABO000017","Maintenance + Vérification périodique","MPS","QUAL","U633","71U","471 127,00","2021-01-13",3,1,0,365,0,"BIOTECH_ULIS",{"$error":"#NAME?"},{"$f":"IFERROR(\"Oui, à la ligne \" & MATCH(tableFévrier[[#This Row],[Fusion]],tableOctobre[Fusion],0)+1,\"Non trouvé\")","v":"Non trouvé"},null,17688,null,17688]
["MCBCOLG35","Collecteur de germes n°118104","U_METROLOGIE    26","Vérification CURATIVE labo extérieur","MPS","METR","U640MCB","21U","471 872,00","2050-01-01",0,1,0,null,null,"BIOMED_ULIS",{"$error":"#NAME?"},{"$f":"IFERROR(\"Oui, à la ligne \" & MATCH(tableFévrier[[#This Row],[Fusion]],tableOctobre[Fusion],0)+1,\"Non trouvé\")","v":"Non trouvé"},null,17705,null,17705]
["PW","Production distribution eau purifiée","CURA258081","Coupure secteur.","MC",null,"U222PW","11U","612 729,00","3000-01-01",0,1,0,null,null,"BIOMED_ULIS",{"$error":"#NAME?"},{"$f":"IFERROR(\"Oui, à la ligne \" & MATCH(tableFévrier[[#This Row],[Fusion]],tableOctobre[Fusion],0)+1,\"Non trouvé\")","v":"Non trouvé"},null,17722,null,17722]
["CQBCMT39","Enreg. température CQBCONG11/BAT01ARM06","U_METROLOGIE    26","Vérification CURATIVE labo extérieur","MPS","METR","U850","71U","482 940,00","3000-01-01",0,1,0,null,null,"BIOTECH_ULIS",{"$error":"#NAME?"},{"$f":"IFERROR(\"Oui, à la ligne \" & MATCH(tableFévrier[[#This Row],[Fusion]],tableOctobre[Fusion],0)+1,\"Non trouvé\")","v":"Non trouvé"},null,17739,null,17739]
["CQBCMQ05","Pipette 100 - 1000 µL n° N39334F","U_LABO000018","Intervention curative","MC","DEF","U633","71U","473 559,00","2050-01-01",0,1,0,null,null,"BIOTECH_ULIS",{"$error":"#NAME?"},{"$f":"IFERROR(\"Oui, à la ligne \" & MATCH(tableFévrier[[#This Row],[Fusion]],tableOctobre[Fusion],0)+1,\"Non trouvé\")","v":"Non trouvé"},null,17756,null,17756]
["ETALCMT97","Collecteur de mesures TESTO 175T2 n°40118102","U_METROLOGIE    12","Vérification CURATIVE température","MC","METR","U720","50U","473 796,00","2050-01-01",0,1,0,null,null,"BIOMED_ULIS",{"$error":"#NAME?"},{"$f":"IFERROR(\"Oui, à la ligne \" & MATCH(tableFévrier[[#This Row],[Fusion]],tableOctobre[Fusion],0)+1,\"Non trouvé\")","v":"Non trouvé"},null,17773,null,17773]
["CBOND01","Onduleur  ABB Powerscale 30 KVA P 2S7377","U_ELEC000020","Maintenance onduleur","MPS","DEF","U855","10U","595 910,00","2024-05-04",3,1,0,52,1,"BIOTECH_ULIS",{"$error":"#NAME?"},{"$f":"IFERROR(\"Oui, à la ligne \" & MATCH(tableFévrier[[#This Row],[Fusion]],tableOctobre[Fusion],0)+1,\"Non trouvé\")","v":"Non trouvé"},null,17790,null,17790]
["WFISBD106","Ss boucle PPI uf albumine 8RC45/46/70/76","CURA259145","Plusieurs défaut sur la WFISBD106","MC",null,"U236WFI","11U","476 812,00","2050-01-01",0,1,0,null,null,"BIOMED_ULIS",{"$error":"#NAME?"},{"$f":"IFERROR(\"Oui, à la ligne \" & MATCH(tableFévrier[[#This Row],[Fusion]],tableOctobre[Fusion],0)+1,\"Non trouvé\")","v":"Non trouvé"},null,17803,null,17803]
["DCGSVM700","Agitateur fond de cuve DCGR700","U_PROC000072","Maintenance agitateur magnétique AGITEC","MPS","DEF","U411","11U","613 788,00","2024-03-26",3,1,0,26,1,"BIOMED_ULIS",{"$error":"#NAME?"},{"$f":"IFERROR(\"Oui, à la ligne \" & MATCH(tableFévrier[[#This Row],[Fusion]],tableOctobre[Fusion],0)+1,\"Non trouvé\")","v":"Non trouvé"},null,17823]
["FIBR1700","Cuve de remise en suspension pâte T1","U_MECA000004","Maintenance des têtes de lavage rotatives","MPS","MECA","U411","11U","627 856,00","2024-05-23",3,1,0,13,1,"BIOMED_ULIS",{"$error":"#NAME?"},{"$f":"IFERROR(\"Oui, à la ligne \" & MATCH(tableFévrier[[#This Row],[Fusion]],tableOctobre[Fusion],0)+1,\"Non trouvé\")","v":"Non trouvé"},null,17840,null,17840]
["FIBF01","Filtre lenticulaire","U_PROC000190","Maintenance 1er Niveau des cuves de production","MPS","PROD","U411","66U","588 240,00","2024-08-26",3,1,0,52,1,"BIOMED_ULIS",{"$error":"#NAME?"},{"$f":"IFERROR(\"Oui, à la ligne \" & MATCH(tableFévrier[[#This Row],[Fusion]],tableOctobre[Fusion],0)+1,\"Non trouvé\")","v":"Non trouvé"},null,17857,null,17857]
["FIBR20","Cuve mobile FIBR20","U_ELEC000019","Contrôle protection elect. cuve mobile","MPS","DEF","U411","11U","616 614,00","2024-04-08",3,1,0,26,1,"BIOMED_ULIS",{"$error":"#NAME?"},{"$f":"IFERROR(\"Oui, à la ligne \" & MATCH(tableFévrier[[#This Row],[Fusion]],tableOctobre[Fusion],0)+1,\"Non trouvé\")","v":"Non trouvé"},null,17874,null,17874]
["FIBP1110","Pompe péristalt. recirculation FIBR1100","U_PROC000022","Remplacement systématique tube","MPS","DEF","U411","11U","604 037,00","2024-08-27",3,1,0,52,1,"BIOMED_ULIS",{"$error":"#NAME?"},{"$f":"IFERROR(\"Oui, à la ligne \" & MATCH(tableFévrier[[#This Row],[Fusion]],tableOctobre[Fusion],0)+1,\"Non trouvé\")","v":"Non trouvé"},null,17891,null,17891]
["PLAEQUIP","Equipements spécifiques plasma","CURA259402","Fourniture bague et rouleaux","MC",null,"U410","11U","511 198,00","2050-01-01",0,1,0,null,null,"BIOMED_ULIS",{"$error":"#NAME?"},{"$f":"IFERROR(\"Oui, à la ligne \" & MATCH(tableFévrier[[#This Row],[Fusion]],tableOctobre[Fusion],0)+1,\"Non trouvé\")","v":"Non trouvé"},null,17908,null,17908]
["MGGEQUIP","Equipements spécif. magasin général","CURA259916","Réparation chariots","MC",null,"U168","15U","489 263,00","2050-01-01",0,1,0,null,null,"BIOMED_ULIS",{"$error":"#NAME?"},{"$f":"IFERROR(\"Oui, à la ligne \" & MATCH(tableFévrier[[#This Row],[Fusion]],tableOctobre[Fusion],0)+1,\"Non trouvé\")","v":"Non trouvé"},null,17925,null,17925]
["GAMPP21","Pompe n°1 introduct° CENTRI GAMMA","CURA259956","Changement du tube bioprène","MC",null,"U441","11U","485 371,00","2050-01-01",0,1,0,null,null,"BIOMED_ULIS",{"$error":"#NAME?"},{"$f":"IFERROR(\"Oui, à la ligne \" & MATCH(tableFévrier[[#This Row],[Fusion]],tableOctobre[Fusion],0)+1,\"Non trouvé\")","v":"Non trouvé"},null,17926,null,17926]
["TECHCMT207","Sonde de contact n°4011","U_METR000026","Vérification PERIODIQUE labo extérieur","MPS","METR","U720","50U",null,"2049-03-26",3,1,0,365,0,"BIOMED_ULIS",{"$error":"#NAME?"},{"$f":"IFERROR(\"Oui, à la ligne \" & MATCH(tableFévrier[[#This Row],[Fusion]],tableOctobre[Fusion],0)+1,\"Non trouvé\")","v":"Non trouvé"},null,17943,null,17943]
["DPLACMT199","Collecteur mesures DATAWATCH n°1941-0098","U_METROLOGIE    26","Vérification CURATIVE labo extérieur","MC","METR","U406","40U","478 001,00","2050-01-01",0,1,0,null,null,"BIOMED_ULIS",{"$error":"#NAME?"},{"$f":"IFERROR(\"Oui, à la ligne \" & MATCH(tableFévrier[[#This Row],[Fusion]],tableOctobre[Fusion],0)+1,\"Non trouvé\")","v":"Non trouvé"},null,17960,null,17960]
["DPLACMT193","Collecteur mesures DATAWATCH n°1941-0082","U_METR000026","Vérification PERIODIQUE labo extérieur","MPS","METR","U406","40U","589 721,00","2024-04-29",3,1,0,365,0,"BIOMED_ULIS",{"$error":"#NAME?"},{"$f":"IFERROR(\"Oui, à la ligne \" & MATCH(tableFévrier[[#This Row],[Fusion]],tableOctobre[Fusion],0)+1,\"Non trouvé\")","v":"Non trouvé"},null,17977,null,17977]
["DPLACMT210","Collecteur mesures DATAWATCH n°1941-0093","U_METR000026","Vérification PERIODIQUE labo extérieur","MPS","METR","U406","40U","589 738,00","2024-04-29",3,1,0,365,0,"BIOMED_ULIS",{"$error":"#NAME?"},{"$f":"IFERROR(\"Oui, à la ligne \" & MATCH(tableFévrier[[#This Row],[Fusion]],tableOctobre[Fusion],0)+1,\"Non trouvé\")","v":"Non trouvé"},null,17994,null,17994]
["AQVCMT090","Tracksense Frigo temperature n°513828","U_METROLOGIE    26","Vérification CURATIVE labo extérieur","MC","METR","U730","52U","478 407,00","2050-01-01",0,1,0,null,null,"BIOMED_ULIS",{"$error":"#NAME?"},{"$f":"IFERROR(\"Oui, à la ligne \" & MATCH(tableFévrier[[#This Row],[Fusion]],tableOctobre[Fusion],0)+1,\"Non trouvé\")","v":"Non trouvé"},null,18011,null,18011]
["AQVCMT107","Tracksense Pro Compâct n°474132","U_METROLOGIE    26","Vérification CURATIVE labo extérieur","MC","METR","U730","52U","478 425,00","2050-01-01",0,1,0,null,null,"BIOMED_ULIS",{"$error":"#NAME?"},{"$f":"IFERROR(\"Oui, à la ligne \" & MATCH(tableFévrier[[#This Row],[Fusion]],tableOctobre[Fusion],0)+1,\"Non trouvé\")","v":"Non trouvé"},null,18028,null,18028]
["AQVCMT102","Tracksense Pro Compâct n°511981","U_METR000026","Vérification PERIODIQUE labo extérieur","MPS","METR","U730","52U","589 757,00","2024-04-29",3,1,0,365,0,"BIOMED_ULIS",{"$error":"#NAME?"},{"$f":"IFERROR(\"Oui, à la ligne \" & MATCH(tableFévrier[[#This Row],[Fusion]],tableOctobre[Fusion],0)+1,\"Non trouvé\")","v":"Non trouvé"},null,18045,null,18045]
["PWPLC06","Automate boucles BD02-BD03","CURA260884","Défaut de com","MC",null,"U222PW","11U","516 141,00","2050-01-01",0,1,0,null,null,"BIOMED_ULIS",{"$error":"#NAME?"},{"$f":"IFERROR(\"Oui, à la ligne \" & MATCH(tableFévrier[[#This Row],[Fusion]],tableOctobre[Fusion],0)+1,\"Non trouvé\")","v":"Non trouvé"},null,18062,null,18062]
["COMBOL05","Bol BKI n°1736-449","U_MECA000204","Maintenance bol de centri BKI 45","MPS","MECA","U411","11U","603 734,00","2024-07-14",3,1,0,365,0,"BIOMED_ULIS",{"$error":"#NAME?"},{"$f":"IFERROR(\"Oui, à la ligne \" & MATCH(tableFévrier[[#This Row],[Fusion]],tableOctobre[Fusion],0)+1,\"Non trouvé\")","v":"Non trouvé"},null,18081,null,18081]
["GAMBOL267","Bol de centri BKA45 n°267","CURA261012","Démontage, nettoyage et remontage","MC",null,"U441","11U","620 817,00","3000-01-01",0,1,0,null,null,"BIOMED_ULIS",{"$error":"#NAME?"},{"$f":"IFERROR(\"Oui, à la ligne \" & MATCH(tableFévrier[[#This Row],[Fusion]],tableOctobre[Fusion],0)+1,\"Non trouvé\")","v":"Non trouvé"},null,18095,null,18095]
["BAT11CMT140","Temp afficheur local 11RC14","U_METR000012","Vérification PERIODIQUE température","MPS","DEF","U406","10U","598 396,00","2024-05-14",3,1,0,365,0,"BIOMED_ULIS",{"$f":"_xlfn.TEXTJOIN(\"\",TRUE,A18114:D18114,H18114,N18114)","v":{"$error":"#NAME?"}},{"$f":"IFERROR(\"Oui, à la ligne \" & MATCH(tableFévrier[[#This Row],[Fusion]],tableOctobre[Fusion],0)+1,\"Non trouvé\")","v":"Non trouvé"},null,18112,null,18112]
["PLAPLC01","Station automate centrifugation plasma","CURA261479","Forçage passage étape","MC",null,"U410","11U","562 729,00","3000-01-01",0,1,0,null,null,"BIOMED_ULIS",{"$error":"#NAME?"},{"$f":"IFERROR(\"Oui, à la ligne \" & MATCH(tableFévrier[[#This Row],[Fusion]],tableOctobre[Fusion],0)+1,\"Non trouvé\")","v":"Non trouvé"},null,18129,null,18129]
["TECHOUT419","Anneau d'ancrage 4SS409 - cuve CIP03","U_CONT000032","Visite réglementaire","MPS","DEF","U236NEP","15U","631 988,00","2024-07-27",3,1,0,26,1,"BIOMED_ULIS",{"$error":"#NAME?"},{"$f":"IFERROR(\"Oui, à la ligne \" & MATCH(tableFévrier[[#This Row],[Fusion]],tableOctobre[Fusion],0)+1,\"Non trouvé\")","v":"Non trouvé"},null,18146,null,18146]
["COMOUT05","Chariot de démontage des bols de centri n°5","U_MECA000206","Vérification chariot de montage/démontage bol centri","MPS","MECA","U411","11U",null,"3000-01-01",3,1,0,26,1,"BIOMED_ULIS",{"$error":"#NAME?"},{"$f":"IFERROR(\"Oui, à la ligne \" & MATCH(tableFévrier[[#This Row],[Fusion]],tableOctobre[Fusion],0)+1,\"Non trouvé\")","v":"Non trouvé"},null,18163,null,18163]
["GAMBOL287","Bol de centri BKA45 n°287","CURA261841","Démontage nettoyage remontage","MC",null,"U441","11U","516 316,00","2050-01-01",0,1,0,null,null,"BIOMED_ULIS",{"$error":"#NAME?"},{"$f":"IFERROR(\"Oui, à la ligne \" & MATCH(tableFévrier[[#This Row],[Fusion]],tableOctobre[Fusion],0)+1,\"Non trouvé\")","v":"Non trouvé"},null,18180,null,18180]
["GAMBOL964","Bol de centri BKA45 n°964","CURA261842","Demontage nettoyage remontage","MC",null,"U441","11U","528 683,00","3000-01-01",0,1,0,null,null,"BIOMED_ULIS",{"$error":"#NAME?"},{"$f":"IFERROR(\"Oui, à la ligne \" & MATCH(tableFévrier[[#This Row],[Fusion]],tableOctobre[Fusion],0)+1,\"Non trouvé\")","v":"Non trouvé"},null,18181,null,18181]
["EXPWDUO01","Déminéralisateur duo n°1","CURA261767","Habilitation température","FORM",null,"U222DW","11U",null,"2020-05-13",0,1,0,null,null,"BIOMED_ULIS",{"$error":"#NAME?"},{"$f":"IFERROR(\"Oui, à la ligne \" & MATCH(tableFévrier[[#This Row],[Fusion]],tableOctobre[Fusion],0)+1,\"Non trouvé\")","v":"Non trouvé"},null,18198,null,18198]
["WFIBD01","Boucle n°1 distribution d'eau ppi","CURA262309","Arrêt de la BD01","MC",null,"U236WFI","11U","546 828,00","3000-01-01",0,1,0,null,null,"BIOMED_ULIS",{"$error":"#NAME?"},{"$f":"IFERROR(\"Oui, à la ligne \" & MATCH(tableFévrier[[#This Row],[Fusion]],tableOctobre[Fusion],0)+1,\"Non trouvé\")","v":"Non trouvé"},null,18215,null,18215]
["OPLCMT200","Enreg. temp étuve OPLETUV25","U_METROLOGIE    26","Vérification CURATIVE labo extérieur","MC","METR","U601OPL","20U",null,"2049-06-04",0,1,0,null,null,"BIOMED_ULIS",{"$error":"#NAME?"},{"$f":"IFERROR(\"Oui, à la ligne \" & MATCH(tableFévrier[[#This Row],[Fusion]],tableOctobre[Fusion],0)+1,\"Non trouvé\")","v":"Non trouvé"},null,18232,null,18232]
["CAF47","Carter filtration 8RC62 entre cuves ALB","U_PROC000194","Test intégrité après utilisation + Remplacement cartouche de filtration","MPS","FLPR","U440","11U","603 884,00","2024-01-29",3,1,1,26,1,"BIOMED_ULIS",{"$error":"#NAME?"},{"$f":"IFERROR(\"Oui, à la ligne \" & MATCH(tableFévrier[[#This Row],[Fusion]],tableOctobre[Fusion],0)+1,\"Non trouvé\")","v":"Non trouvé"},null,18249]
["WFI50CMQ0010","Comptage retour boucle WFI50","U_METR000030","Vérification PERIODIQUE de comptage","MPS","METR","U236NEP","11U","485 771,00","2049-07-30",3,1,0,52,1,"BIOMED_ULIS",{"$error":"#NAME?"},{"$f":"IFERROR(\"Oui, à la ligne \" & MATCH(tableFévrier[[#This Row],[Fusion]],tableOctobre[Fusion],0)+1,\"Non trouvé\")","v":"Non trouvé"},null,18266,null,18266]
["CQBCMA01","PH mètre n° B621518706","U_LABO000006","Qualification périodique","MPS","QUAL","U633","71U","607 791,00","2024-07-09",3,1,0,365,0,"BIOTECH_ULIS",{"$error":"#NAME?"},{"$f":"IFERROR(\"Oui, à la ligne \" & MATCH(tableFévrier[[#This Row],[Fusion]],tableOctobre[Fusion],0)+1,\"Non trouvé\")","v":"Non trouvé"},null,18283,null,18283]
["LPLCMQ04","Pipette à deplacement positif 50µl n° Y13306N","U_METR000026","Vérification PERIODIQUE labo extérieur","MPS","METR","U602LPL","23U","602 882,00","2024-01-26",3,1,0,26,1,"BIOMED_ULIS",{"$error":"#NAME?"},{"$f":"IFERROR(\"Oui, à la ligne \" & MATCH(tableFévrier[[#This Row],[Fusion]],tableOctobre[Fusion],0)+1,\"Non trouvé\")","v":"Non trouvé"},null,18300,null,18300]
["LPLCMQ02","Pipette à deplacement positif 25µl n° Z12497B","U_METROLOGIE    26","Vérification CURATIVE labo extérieur","MC","METR","U602LPL","23U",null,"2049-06-26",0,1,0,null,null,"BIOMED_ULIS",{"$error":"#NAME?"},{"$f":"IFERROR(\"Oui, à la ligne \" & MATCH(tableFévrier[[#This Row],[Fusion]],tableOctobre[Fusion],0)+1,\"Non trouvé\")","v":"Non trouvé"},null,18317,null,18317]
["LPLCMQ19","Pipette 10ml n° E1122977T","U_METROLOGIE    26","Vérification CURATIVE labo extérieur","MC","METR","U602LPL","23U",null,"2049-06-26",0,1,0,null,null,"BIOMED_ULIS",{"$error":"#NAME?"},{"$f":"IFERROR(\"Oui, à la ligne \" & MATCH(tableFévrier[[#This Row],[Fusion]],tableOctobre[Fusion],0)+1,\"Non trouvé\")","v":"Non trouvé"},null,18334,null,18334]
["CQBCMT19","Température produit dans CQBCF23108","U_LABO000006","Qualification périodique","MPS","QUAL","U633","71U","495 938,00","2021-07-03",3,1,0,365,0,"BIOTECH_ULIS",{"$error":"#NAME?"},{"$f":"IFERROR(\"Oui, à la ligne \" & MATCH(tableFévrier[[#This Row],[Fusion]],tableOctobre[Fusion],0)+1,\"Non trouvé\")","v":"Non trouvé"},null,18351,null,18351]
["BCHCMQ09","Picus 5-120µl n°14012010","U_METROLOGIE    26","Vérification CURATIVE labo extérieur","MC","METR","U624UAP","22U",null,"2049-06-26",0,1,0,null,null,"BIOMED_ULIS",{"$error":"#NAME?"},{"$f":"IFERROR(\"Oui, à la ligne \" & MATCH(tableFévrier[[#This Row],[Fusion]],tableOctobre[Fusion],0)+1,\"Non trouvé\")","v":"Non trouvé"},null,18359,null,18359]
["BCHCMQ34","Picus 1000 µL n°17004059","U_METROLOGIE    26","Vérification CURATIVE labo extérieur","MC","METR","U624UAP","22U",null,"2049-06-26",0,1,0,null,null,"BIOMED_ULIS",{"$error":"#NAME?"},{"$f":"IFERROR(\"Oui, à la ligne \" & MATCH(tableFévrier[[#This Row],[Fusion]],tableOctobre[Fusion],0)+1,\"Non trouvé\")","v":"Non trouvé"},null,18384,null,18384]
["BCHCMQ51","Picus 10mL n°14022851","U_METROLOGIE    26","Vérification CURATIVE labo extérieur","MC","METR","U624UAP","22U",null,"2049-06-26",0,1,0,null,null,"BIOMED_ULIS",{"$error":"#NAME?"},{"$f":"IFERROR(\"Oui, à la ligne \" & MATCH(tableFévrier[[#This Row],[Fusion]],tableOctobre[Fusion],0)+1,\"Non trouvé\")","v":"Non trouvé"},null,18401,null,18401]
["BCHCMQ68","M 1000 n°Z12328D","U_METROLOGIE    26","Vérification CURATIVE labo extérieur","MC","METR","U624UAP","22U",null,"2049-06-26",0,1,0,null,null,"BIOMED_ULIS",{"$error":"#NAME?"},{"$f":"IFERROR(\"Oui, à la ligne \" & MATCH(tableFévrier[[#This Row],[Fusion]],tableOctobre[Fusion],0)+1,\"Non trouvé\")","v":"Non trouvé"},null,18418,null,18418]
["BCHCMQ85","MULTIPETTE PLUS n°196524Z","U_METROLOGIE    26","Vérification CURATIVE labo extérieur","MC","METR","U624UAP","22U",null,"2049-06-26",0,1,0,null,null,"BIOMED_ULIS",{"$error":"#NAME?"},{"$f":"IFERROR(\"Oui, à la ligne \" & MATCH(tableFévrier[[#This Row],[Fusion]],tableOctobre[Fusion],0)+1,\"Non trouvé\")","v":"Non trouvé"},null,18435,null,18435]
["BCHCMQ86","MULTIPETTE PLUS n°196622Z","U_METROLOGIE    26","Vérification CURATIVE labo extérieur","MC","METR","U624UAP","22U",null,"2049-06-26",0,1,0,null,null,"BIOMED_ULIS",{"$error":"#NAME?"},{"$f":"IFERROR(\"Oui, à la ligne \" & MATCH(tableFévrier[[#This Row],[Fusion]],tableOctobre[Fusion],0)+1,\"Non trouvé\")","v":"Non trouvé"},null,18436,null,18436]
["BCHCMQ09","Picus 5-120µl n°14012010","U_METR000026","Vérification PERIODIQUE labo extérieur","MPS","METR","U624UAP","22U","580 279,00","2023-07-28",3,1,0,26,1,"BIOMED_ULIS",{"$error":"#NAME?"},{"$f":"IFERROR(\"Oui, à la ligne \" & MATCH(tableFévrier[[#This Row],[Fusion]],tableOctobre[Fusion],0)+1,\"Non trouvé\")","v":"Non trouvé"},null,18453,null,18453]
["BCHCMQ26","Picus 1000 µL n°14026398","U_METR000026","Vérification PERIODIQUE labo extérieur","MPS","METR","U624UAP","22U","628 597,00","2024-07-26",3,1,0,26,1,"BIOMED_ULIS",{"$error":"#NAME?"},{"$f":"IFERROR(\"Oui, à la ligne \" & MATCH(tableFévrier[[#This Row],[Fusion]],tableOctobre[Fusion],0)+1,\"Non trouvé\")","v":"Non trouvé"},null,18470,null,18470]
["BCHCMQ43","Picus 5000 µL n°17006863","U_METR000026","Vérification PERIODIQUE labo extérieur","MPS","METR","U624UAP","22U","628 612,00","2024-07-26",3,1,0,26,1,"BIOMED_ULIS",{"$error":"#NAME?"},{"$f":"IFERROR(\"Oui, à la ligne \" & MATCH(tableFévrier[[#This Row],[Fusion]],tableOctobre[Fusion],0)+1,\"Non trouvé\")","v":"Non trouvé"},null,18487,null,18487]
["EXBCHCMQ60","mLine m1000 n°8511227","U_METR000026","Vérification PERIODIQUE labo extérieur","MPS","METR","U624UAP","22U","557 242,00","3000-01-01",0,1,0,null,null,"BIOMED_ULIS",{"$error":"#NAME?"},{"$f":"IFERROR(\"Oui, à la ligne \" & MATCH(tableFévrier[[#This Row],[Fusion]],tableOctobre[Fusion],0)+1,\"Non trouvé\")","v":"Non trouvé"},null,18504,null,18504]
["EXBCHCMQ77","MULTIPETTE n°S038","U_METR000026","Vérification PERIODIQUE labo extérieur","MPS","METR","U624UAP","22U","536 099,00","2049-07-29",3,1,0,26,1,"BIOMED_ULIS",{"$error":"#NAME?"},{"$f":"IFERROR(\"Oui, à la ligne \" & MATCH(tableFévrier[[#This Row],[Fusion]],tableOctobre[Fusion],0)+1,\"Non trouvé\")","v":"Non trouvé"},null,18521,null,18521]
["BCHCMQ94","Multipette XStream n°430723Z","U_METR000026","Vérification PERIODIQUE labo extérieur","MPS","METR","U624UAP","22U","628 648,00","2024-07-26",3,1,0,26,1,"BIOMED_ULIS",{"$error":"#NAME?"},{"$f":"IFERROR(\"Oui, à la ligne \" & MATCH(tableFévrier[[#This Row],[Fusion]],tableOctobre[Fusion],0)+1,\"Non trouvé\")","v":"Non trouvé"},null,18538]
["MCBCMQ10","Pipette 200 µL NU12 n°H94031","U_METROLOGIE    26","Vérification CURATIVE labo extérieur","MC","METR","U640MCB","21U",null,"2049-06-26",0,1,0,null,null,"BIOMED_ULIS",{"$error":"#NAME?"},{"$f":"IFERROR(\"Oui, à la ligne \" & MATCH(tableFévrier[[#This Row],[Fusion]],tableOctobre[Fusion],0)+1,\"Non trouvé\")","v":"Non trouvé"},null,18555,null,18555]
["MCBCMQ27","Pipette distributrice 5ml NU24 n°W137","U_METROLOGIE    26","Vérification CURATIVE labo extérieur","MC","METR","U640MCB","21U",null,"2049-06-26",0,1,0,null,null,"BIOMED_ULIS",{"$error":"#NAME?"},{"$f":"IFERROR(\"Oui, à la ligne \" & MATCH(tableFévrier[[#This Row],[Fusion]],tableOctobre[Fusion],0)+1,\"Non trouvé\")","v":"Non trouvé"},null,18572]
["MCBCMQ05","Pipette 1 mL 18 n°8511268","U_METR000026","Vérification PERIODIQUE labo extérieur","MPS","METR","U640MCB","21U","628 845,00","2024-07-26",3,1,0,26,1,"BIOMED_ULIS",{"$error":"#NAME?"},{"$f":"IFERROR(\"Oui, à la ligne \" & MATCH(tableFévrier[[#This Row],[Fusion]],tableOctobre[Fusion],0)+1,\"Non trouvé\")","v":"Non trouvé"},null,18589,null,18589]
["MCBCMQ22","Pipette 1 mL NT3 n°14608871","U_METR000026","Vérification PERIODIQUE labo extérieur","MPS","METR","U640MCB","21U","628 689,00","2024-07-26",3,1,0,26,1,"BIOMED_ULIS",{"$error":"#NAME?"},{"$f":"IFERROR(\"Oui, à la ligne \" & MATCH(tableFévrier[[#This Row],[Fusion]],tableOctobre[Fusion],0)+1,\"Non trouvé\")","v":"Non trouvé"},null,18606,null,18606]
["MCBCMQ39","Pipette 5 mL LAL10 n°14023747","U_METR000026","Vérification PERIODIQUE labo extérieur","MPS","METR","U640MCB","21U","628 553,00","2024-07-14",3,1,0,26,1,"BIOMED_ULIS",{"$error":"#NAME?"},{"$f":"IFERROR(\"Oui, à la ligne \" & MATCH(tableFévrier[[#This Row],[Fusion]],tableOctobre[Fusion],0)+1,\"Non trouvé\")","v":"Non trouvé"},null,18623,null,18623]
["ADEHEX111_003","Echangeur skid HSFF","CURA263962","Pose Détecteurs aller/retour Echangeur","MC",null,"U421DEAE","30U",null,"2020-07-20",0,1,0,null,null,"BIOMED_ULIS",{"$error":"#NAME?"},{"$f":"IFERROR(\"Oui, à la ligne \" & MATCH(tableFévrier[[#This Row],[Fusion]],tableOctobre[Fusion],0)+1,\"Non trouvé\")","v":"Non trouvé"},null,18640,null,18640]
["DECMF01","Régulation débit caloporteur PLAC01","U_METR000011","Vérification PERIODIQUE de débit","MPS","METR","U410","11U","603 894,00","2024-07-30",3,1,0,365,0,"BIOMED_ULIS",{"$error":"#NAME?"},{"$f":"IFERROR(\"Oui, à la ligne \" & MATCH(tableFévrier[[#This Row],[Fusion]],tableOctobre[Fusion],0)+1,\"Non trouvé\")","v":"Non trouvé"},null,18653,null,18653]
["PLAF02BIS","Filtre plasma entrée PLATH 5 postes 1µm","U_PROC000199","Maintenance carter de filtration","MPS","FLPR","U410","11U","522 261,00","3000-01-01",0,1,0,null,null,"BIOMED_ULIS",{"$error":"#NAME?"},{"$f":"IFERROR(\"Oui, à la ligne \" & MATCH(tableFévrier[[#This Row],[Fusion]],tableOctobre[Fusion],0)+1,\"Non trouvé\")","v":"Non trouvé"},null,18673,null,18673]
["CBC11","Centrifugeuse Thermo X3FR multifuge N°416 75 246","U_CONT000026","Vérif. réglementaire machines","MPS","REGL","U880","70U","599 086,00","2024-06-30",3,30,0,365,0,"BIOTECH_ULIS",{"$error":"#NAME?"},{"$f":"IFERROR(\"Oui, à la ligne \" & MATCH(tableFévrier[[#This Row],[Fusion]],tableOctobre[Fusion],0)+1,\"Non trouvé\")","v":"Non trouvé"},null,18690,null,18690]
["CBC11","Centrifugeuse Thermo X3FR multifuge N°416 75 246","U_CONTROLES","Travaux remise en état suite vérification réglementaire","MC","DEF","U880","70U",null,"3000-01-01",0,1,0,null,null,"BIOTECH_ULIS",{"$error":"#NAME?"},{"$f":"IFERROR(\"Oui, à la ligne \" & MATCH(tableFévrier[[#This Row],[Fusion]],tableOctobre[Fusion],0)+1,\"Non trouvé\")","v":"Non trouvé"},null,18691,null,18691]
["MGGCMD07","Densimètre Anton Paar ALEX500 n°83165726","U_METROLOGIE    35","Verification CURATIVE densimètre","MPS","METR","U168","50U","490 762,00","2050-01-01",0,1,0,null,null,"BIOMED_ULIS",{"$error":"#NAME?"},{"$f":"IFERROR(\"Oui, à la ligne \" & MATCH(tableFévrier[[#This Row],[Fusion]],tableOctobre[Fusion],0)+1,\"Non trouvé\")","v":"Non trouvé"},null,18708,null,18708]
["AQVCMT111","Collecteur de mesure TESTO n°40508415","U_METROLOGIE 26","Vérification CURATIVE labo extérieur","MC","METR","U730","52U","491 742,00","2050-01-01",0,1,0,null,null,"BIOMED_ULIS",{"$error":"#NAME?"},{"$f":"IFERROR(\"Oui, à la ligne \" & MATCH(tableFévrier[[#This Row],[Fusion]],tableOctobre[Fusion],0)+1,\"Non trouvé\")","v":"Non trouvé"},null,18725,null,18725]
["AQVCMT119","Collecteur de mesure TESTO n°40508429","U_METROLOGIE 26","Vérification CURATIVE labo extérieur","MC","METR","U730","52U","491 752,00","2050-01-01",0,1,0,null,null,"BIOMED_ULIS",{"$error":"#NAME?"},{"$f":"IFERROR(\"Oui, à la ligne \" & MATCH(tableFévrier[[#This Row],[Fusion]],tableOctobre[Fusion],0)+1,\"Non trouvé\")","v":"Non trouvé"},null,18742,null,18742]
["AQVCMT128","Collecteur de mesure TESTO n°40508492","U_METR000026","Vérification PERIODIQUE labo extérieur","MPS","METR","U730","52U","548 610,00","2023-05-30",3,1,0,52,1,"BIOMED_ULIS",{"$error":"#NAME?"},{"$f":"IFERROR(\"Oui, à la ligne \" & MATCH(tableFévrier[[#This Row],[Fusion]],tableOctobre[Fusion],0)+1,\"Non trouvé\")","v":"Non trouvé"},null,18759,null,18759]
["RF25","Production fluide frigorigène  GW1/2","U_FROID000059","Pré-inspection visite réglementaire groupe froid","MPS","FROI","U222RF","10U","492 898,00","2024-01-03",3,1,0,170,1,"BIOMED_ULIS",{"$error":"#NAME?"},{"$f":"IFERROR(\"Oui, à la ligne \" & MATCH(tableFévrier[[#This Row],[Fusion]],tableOctobre[Fusion],0)+1,\"Non trouvé\")","v":"Non trouvé"},null,18776,null,18776]
["CAF502","Filtre air comprime pousse air GAMTL","U_PROC000194","Test intégrité après utilisation + Remplacement cartouche de filtration","MPS","FLPR","U222CA","11U","619 456,00","2024-12-30",3,1,0,365,0,"BIOMED_ULIS",{"$error":"#NAME?"},{"$f":"IFERROR(\"Oui, à la ligne \" & MATCH(tableFévrier[[#This Row],[Fusion]],tableOctobre[Fusion],0)+1,\"Non trouvé\")","v":"Non trouvé"},null,18793]
["NEPRS03","Flexible box NEP ADEAE","U_PROC000200","Remplacement flexible","MPS","MAINT","U421DEAE","11U","601 754,00","2025-06-29",3,1,0,730,0,"BIOMED_ULIS",{"$error":"#NAME?"},{"$f":"IFERROR(\"Oui, à la ligne \" & MATCH(tableFévrier[[#This Row],[Fusion]],tableOctobre[Fusion],0)+1,\"Non trouvé\")","v":"Non trouvé"},null,18810,null,18810]
["TECHCMP04","Multifonction instrument AMI310PRO entrée de pression sur module interchangeable 100à 2500Pa TECHU09","U_METROLOGIE 26","Vérification CURATIVE labo extérieur","MC","METR","U200","10U","493 677,00","2050-01-01",0,1,0,null,null,"BIOMED_ULIS",{"$error":"#NAME?"},{"$f":"IFERROR(\"Oui, à la ligne \" & MATCH(tableFévrier[[#This Row],[Fusion]],tableOctobre[Fusion],0)+1,\"Non trouvé\")","v":"Non trouvé"},null,18827]
["WFICMOC701","Mesure carbone organique retour boucle BD04","U_GAMM000001","Validation gamme de maintenance","SER","AUTR","U236WFI","14U","494 115,00","3000-01-01",0,1,0,null,null,"BIOMED_ULIS",{"$error":"#NAME?"},{"$f":"IFERROR(\"Oui, à la ligne \" & MATCH(tableFévrier[[#This Row],[Fusion]],tableOctobre[Fusion],0)+1,\"Non trouvé\")","v":"Non trouvé"},null,18844,null,18844]
["AC405CT405","Caisson de traitement d'air Circulation Classe C","U_CLIM000201","Contrôle CTA","MPS","CLIM","U222AC","10U","626 653,00","2024-02-28",3,1,0,30,0,"BIOMED_ULIS",{"$error":"#NAME?"},{"$f":"IFERROR(\"Oui, à la ligne \" & MATCH(tableFévrier[[#This Row],[Fusion]],tableOctobre[Fusion],0)+1,\"Non trouvé\")","v":"Non trouvé"},null,18861,null,18861]
["CQBUR02","Chaine UPLC Waters Ensemble de 5 modules","U_LABO000018","Intervention curative","MC","DEF","U633","71U","523 752,00","3000-01-01",0,1,0,null,null,"BIOTECH_ULIS",{"$error":"#NAME?"},{"$f":"IFERROR(\"Oui, à la ligne \" & MATCH(tableFévrier[[#This Row],[Fusion]],tableOctobre[Fusion],0)+1,\"Non trouvé\")","v":"Non trouvé"},null,18878,null,18878]
["CQBCMT29","Enreg. température CQBETUV04/BAT01ARM06","U_LABO000019","Qualification initiale","MC","DEF","U633","71U","499 953,00","2050-01-01",0,1,0,null,null,"BIOTECH_ULIS",{"$error":"#NAME?"},{"$f":"IFERROR(\"Oui, à la ligne \" & MATCH(tableFévrier[[#This Row],[Fusion]],tableOctobre[Fusion],0)+1,\"Non trouvé\")","v":"Non trouvé"},null,18895,null,18895]
["GAMCENTRI","Equipements atelier centrifugation gamma","CURA267904","Investigation particules","MC",null,"U441","11U",null,"2020-11-10",0,1,0,null,null,"BIOMED_ULIS",{"$error":"#NAME?"},{"$f":"IFERROR(\"Oui, à la ligne \" & MATCH(tableFévrier[[#This Row],[Fusion]],tableOctobre[Fusion],0)+1,\"Non trouvé\")","v":"Non trouvé"},null,18912,null,18912]
["WW1FOS01","Fosse OUEST (NEP/PW) relevage eaux usées","CURA268042","Défaut Ph seuil haute fosse 2/3","MC",null,"U235WW","11U","535 351,00","3000-01-01",0,1,0,null,null,"BIOMED_ULIS",{"$error":"#NAME?"},{"$f":"IFERROR(\"Oui, à la ligne \" & MATCH(tableFévrier[[#This Row],[Fusion]],tableOctobre[Fusion],0)+1,\"Non trouvé\")","v":"Non trouvé"},null,18916,null,18916]
["LPRCMQ39","Pipette électronique sartorius 50-1000 µl n°39388082","U_METR000031","Vérification PERIODIQUE micropipette","MPS","DEF","U440COM","24U","599 308,00","2024-07-15",3,1,0,26,1,"BIOMED_ULIS",{"$error":"#NAME?"},{"$f":"IFERROR(\"Oui, à la ligne \" & MATCH(tableFévrier[[#This Row],[Fusion]],tableOctobre[Fusion],0)+1,\"Non trouvé\")","v":"Non trouvé"},null,18945,null,18945]
["LPRCMQ39","Pipette électronique sartorius 50-1000 µl n°39388082","U_METROLOGIE    31","Vérification CURATIVE micropipette","MC","DEF","U440COM","24U","499 860,00","2050-01-01",0,1,0,null,null,"BIOMED_ULIS",{"$error":"#NAME?"},{"$f":"IFERROR(\"Oui, à la ligne \" & MATCH(tableFévrier[[#This Row],[Fusion]],tableOctobre[Fusion],0)+1,\"Non trouvé\")","v":"Non trouvé"},null,18946,null,18946]
["BAT08CMP130","Enregistement pression en 8RC130","U_METR000015","Vérification PERIODIQUE pression","MPS","METR","U200BATP","10U","614 430,00","2024-09-30",3,1,0,365,0,"BIOMED_ULIS",{"$error":"#NAME?"},{"$f":"IFERROR(\"Oui, à la ligne \" & MATCH(tableFévrier[[#This Row],[Fusion]],tableOctobre[Fusion],0)+1,\"Non trouvé\")","v":"Non trouvé"},null,18963,null,18963]
["EXMFPRCMP14","Manomètre détendeur polyvalent pour bouteille n° de série 00746","U_METROLOGIE    15","Vérification CURATIVE pression","MC","DEF","U868","70U","500 259,00","3000-01-01",0,1,0,null,null,"BIOTECH_ULIS",{"$error":"#NAME?"},{"$f":"IFERROR(\"Oui, à la ligne \" & MATCH(tableFévrier[[#This Row],[Fusion]],tableOctobre[Fusion],0)+1,\"Non trouvé\")","v":"Non trouvé"},null,18980,null,18980]
["BAT08PTA44","Porte auto ouv. PORTALP 8RC215/8RC206","CURA269152","Porte BAT08PTA44 ACCES LAVERIE 8RC215 /8RC206 COTE COULOIR HORS SERVICE","MC",null,"U200BATP","62U",null,"2020-12-31",0,1,0,null,null,"BIOMED_ULIS",{"$error":"#NAME?"},{"$f":"IFERROR(\"Oui, à la ligne \" & MATCH(tableFévrier[[#This Row],[Fusion]],tableOctobre[Fusion],0)+1,\"Non trouvé\")","v":"Non trouvé"},null,18997,null,18997]
["WW1FOS01","Fosse OUEST (NEP/PW) relevage eaux usées","CURA269225","Nettoyage filtre","MC",null,"U235WW","11U","520 996,00","3000-01-01",0,1,0,null,null,"BIOMED_ULIS",{"$error":"#NAME?"},{"$f":"IFERROR(\"Oui, à la ligne \" & MATCH(tableFévrier[[#This Row],[Fusion]],tableOctobre[Fusion],0)+1,\"Non trouvé\")","v":"Non trouvé"},null,19014,null,19014]
["WWR02","Cuve 15 000 litres  effluents NEP","CURA269427","Vidange de la cuve","MC",null,"U235WW","11U","540 778,00","3000-01-01",0,1,0,null,null,"BIOMED_ULIS",{"$error":"#NAME?"},{"$f":"IFERROR(\"Oui, à la ligne \" & MATCH(tableFévrier[[#This Row],[Fusion]],tableOctobre[Fusion],0)+1,\"Non trouvé\")","v":"Non trouvé"},null,19031,null,19031]
["SSISDI39","Système détection incendie batiment 4 décongelation","U_CONT000056","Contrôle réglementaire détection incendie","MPS","DEF","U130","80U",null,"2021-04-07",3,1,0,52,1,"BIOMED_ULIS",{"$error":"#NAME?"},{"$f":"IFERROR(\"Oui, à la ligne \" & MATCH(tableFévrier[[#This Row],[Fusion]],tableOctobre[Fusion],0)+1,\"Non trouvé\")","v":"Non trouvé"},null,19048,null,19048]
["MCBCOLG42","Collecteur de germes n°120158","U_METROLOGIE    26","Vérification CURATIVE labo extérieur","MC","METR","U640MCB","21U","503 302,00","3000-01-01",0,1,0,null,null,"BIOMED_ULIS",{"$error":"#NAME?"},{"$f":"IFERROR(\"Oui, à la ligne \" & MATCH(tableFévrier[[#This Row],[Fusion]],tableOctobre[Fusion],0)+1,\"Non trouvé\")","v":"Non trouvé"},null,19065,null,19065]
["MCBAPL012","Applicateur Biocontact n°1846-20","U_METROLOGIE    26","Vérification CURATIVE labo extérieur","MC","METR","U640MCB","21U","503 346,00","2050-01-01",0,1,0,null,null,"BIOMED_ULIS",{"$error":"#NAME?"},{"$f":"IFERROR(\"Oui, à la ligne \" & MATCH(tableFévrier[[#This Row],[Fusion]],tableOctobre[Fusion],0)+1,\"Non trouvé\")","v":"Non trouvé"},null,19082,null,19082]
["DCGC600","Centrifugeuse décongélation UDECNEW","U_CONT000026","Vérif. réglementaire machines","MPS","DEF","U411","15U","560 392,00","2023-12-28",3,60,0,52,1,"BIOMED_ULIS",{"$error":"#NAME?"},{"$f":"IFERROR(\"Oui, à la ligne \" & MATCH(tableFévrier[[#This Row],[Fusion]],tableOctobre[Fusion],0)+1,\"Non trouvé\")","v":"Non trouvé"},null,19099,null,19099]
["BCHCMQ99","Multipipette M4 n°M48102J","U_METR000026","Vérification PERIODIQUE labo extérieur","MPS","METR","U624UAP","22U","610 816,00","2024-01-23",3,1,0,26,1,"BIOMED_ULIS",{"$error":"#NAME?"},{"$f":"IFERROR(\"Oui, à la ligne \" & MATCH(tableFévrier[[#This Row],[Fusion]],tableOctobre[Fusion],0)+1,\"Non trouvé\")","v":"Non trouvé"},null,19116,null,19116]
["FIBPAL01","Monorail Lg.4000 Atelier FIBRI","U_CLIM000227","Réglage DeltaP CTA AP","MPS","CLIM","U411","10U","617 395,00","2024-12-30",3,1,0,365,0,"BIOMED_ULIS",{"$error":"#NAME?"},{"$f":"IFERROR(\"Oui, à la ligne \" & MATCH(tableFévrier[[#This Row],[Fusion]],tableOctobre[Fusion],0)+1,\"Non trouvé\")","v":"Non trouvé"},null,19133,null,19133]
["AC405CT405","Caisson de traitement d'air Circulation Classe C","CURA270958","Commande boitier Belimo pour réglage pression","MC","AR","U222AC","10U","507 454,00","3000-01-01",0,1,0,null,null,"BIOMED_ULIS",{"$error":"#NAME?"},{"$f":"IFERROR(\"Oui, à la ligne \" & MATCH(tableFévrier[[#This Row],[Fusion]],tableOctobre[Fusion],0)+1,\"Non trouvé\")","v":"Non trouvé"},null,19150,null,19150]
["EX1MGGCEL01","Chariot élévateur élec. n°1 tridirect.","CURA271168","Pas de translation des fourches","MC",null,"U168","15U","509 578,00","2050-01-01",0,1,0,null,null,"BIOMED_ULIS",{"$error":"#NAME?"},{"$f":"IFERROR(\"Oui, à la ligne \" & MATCH(tableFévrier[[#This Row],[Fusion]],tableOctobre[Fusion],0)+1,\"Non trouvé\")","v":"Non trouvé"},null,19167,null,19167]
["NEP07ST07","Station NEP laverie Gamma","U_GAMM000001","Validation gamme de maintenance","SER","AUTR","U236NEP","14U","511 639,00","3000-01-01",0,1,0,null,null,"BIOMED_ULIS",{"$error":"#NAME?"},{"$f":"IFERROR(\"Oui, à la ligne \" & MATCH(tableFévrier[[#This Row],[Fusion]],tableOctobre[Fusion],0)+1,\"Non trouvé\")","v":"Non trouvé"},null,19184,null,19184]
["DWCMP500","Manomètre arrivée edv","U_METROLOGIE    15","Vérification CURATIVE pression","MC","METR","U222PW","11U","519 378,00","3000-01-01",0,1,0,null,null,"BIOMED_ULIS",{"$error":"#NAME?"},{"$f":"IFERROR(\"Oui, à la ligne \" & MATCH(tableFévrier[[#This Row],[Fusion]],tableOctobre[Fusion],0)+1,\"Non trouvé\")","v":"Non trouvé"},null,19201,null,19201]
["SW7CMP05","Capteur de pression aval pompe distrib. saumure","U_METROLOGIE    15","Vérification CURATIVE pression","MC","METR","U222PW","11U","519 309,00","3000-01-01",0,1,0,null,null,"BIOMED_ULIS",{"$error":"#NAME?"},{"$f":"IFERROR(\"Oui, à la ligne \" & MATCH(tableFévrier[[#This Row],[Fusion]],tableOctobre[Fusion],0)+1,\"Non trouvé\")","v":"Non trouvé"},null,19210,null,19210]
["MCBCMCT97","Chronomètre n°200713196","U_METR000005","Vérification PERIODIQUE temps","MPS","METR","U640MCB","21U","580 154,00","2024-03-26",3,1,0,52,1,"BIOMED_ULIS",{"$error":"#NAME?"},{"$f":"IFERROR(\"Oui, à la ligne \" & MATCH(tableFévrier[[#This Row],[Fusion]],tableOctobre[Fusion],0)+1,\"Non trouvé\")","v":"Non trouvé"},null,19218,null,19218]
["MCBCMCT105","Chronomètre n°200713203","U_METROLOGIE    05","Vérification CURATIVE temps","MC","METR","U640MCB","21U","512 349,00","3000-01-01",0,1,0,null,null,"BIOMED_ULIS",{"$error":"#NAME?"},{"$f":"IFERROR(\"Oui, à la ligne \" & MATCH(tableFévrier[[#This Row],[Fusion]],tableOctobre[Fusion],0)+1,\"Non trouvé\")","v":"Non trouvé"},null,19235,null,19235]
["MCBCMCT114","Chronomètre n°200713218","U_METR000005","Vérification PERIODIQUE temps","MPS","METR","U640MCB","21U","580 168,00","2024-03-27",3,1,0,52,1,"BIOMED_ULIS",{"$error":"#NAME?"},{"$f":"IFERROR(\"Oui, à la ligne \" & MATCH(tableFévrier[[#This Row],[Fusion]],tableOctobre[Fusion],0)+1,\"Non trouvé\")","v":"Non trouvé"},null,19252,null,19252]
["MCBCMCT122","Chronomètre n°200713200","U_METROLOGIE    05","Vérification CURATIVE temps","MC","METR","U640MCB","21U","512 373,00","3000-01-01",0,1,0,null,null,"BIOMED_ULIS",{"$error":"#NAME?"},{"$f":"IFERROR(\"Oui, à la ligne \" & MATCH(tableFévrier[[#This Row],[Fusion]],tableOctobre[Fusion],0)+1,\"Non trouvé\")","v":"Non trouvé"},null,19269,null,19269]
["WFIR512","Colonne No4 sur DIST05","U_CONT000013","Visite réglementaire pression/vapeur","MPS","DEF","U236WFI","15U","525 148,00","2024-09-24",3,30,0,160,1,"BIOMED_ULIS",{"$error":"#NAME?"},{"$f":"IFERROR(\"Oui, à la ligne \" & MATCH(tableFévrier[[#This Row],[Fusion]],tableOctobre[Fusion],0)+1,\"Non trouvé\")","v":"Non trouvé"},null,19286,null,19286]
["EXOPLCONG30","Congélateur -80°C n°30 plasmathèque","CURA272027","Appel GTC défaut température","MC",null,"U601OPL","11U","513 744,00","2050-01-01",0,1,0,null,null,"BIOMED_ULIS",{"$error":"#NAME?"},{"$f":"IFERROR(\"Oui, à la ligne \" & MATCH(tableFévrier[[#This Row],[Fusion]],tableOctobre[Fusion],0)+1,\"Non trouvé\")","v":"Non trouvé"},null,19303,null,19303]
["NEP05ST05","Station NEP laverie Albumine","CURA272364","Fuite","MC",null,"U236NEP","11U","557 125,00","3000-01-01",0,1,0,null,null,"BIOMED_ULIS",{"$error":"#NAME?"},{"$f":"IFERROR(\"Oui, à la ligne \" & MATCH(tableFévrier[[#This Row],[Fusion]],tableOctobre[Fusion],0)+1,\"Non trouvé\")","v":"Non trouvé"},null,19320,null,19320]
["SW7CMQ01","Comptage consommation adoucisseur n°1","U_METROLOGIE    30","Vérification CURATIVE de comptage","MC","METR","U222PW","11U","519 434,00","3000-01-01",0,1,0,null,null,"BIOMED_ULIS",{"$error":"#NAME?"},{"$f":"IFERROR(\"Oui, à la ligne \" & MATCH(tableFévrier[[#This Row],[Fusion]],tableOctobre[Fusion],0)+1,\"Non trouvé\")","v":"Non trouvé"},null,19337,null,19337]
["NEP02ST02","Sous-station NEP ADEAE","CURA272888","Envoi du débitmètre en expertise","MC",null,"U236NEP","11U",null,"2021-03-15",0,1,0,null,null,"BIOMED_ULIS",{"$error":"#NAME?"},{"$f":"IFERROR(\"Oui, à la ligne \" & MATCH(tableFévrier[[#This Row],[Fusion]],tableOctobre[Fusion],0)+1,\"Non trouvé\")","v":"Non trouvé"},null,19354,null,19354]
["SORB99","Groupe d'équipement : Armoires ventilées ERLAB\"\"","U_COMM000001","Passage de commande","MPS","MAINT","U855","10U","516 497,00","2049-03-23",3,1,0,365,0,"BIOTECH_ULIS",{"$error":"#NAME?"},{"$f":"IFERROR(\"Oui, à la ligne \" & MATCH(tableFévrier[[#This Row],[Fusion]],tableOctobre[Fusion],0)+1,\"Non trouvé\")","v":"Non trouvé"},null,19371,null,19371]
["BCHSPC08","Spectrophotomètre UV Cary 60","U_METROLOGIE_37","Vérification curative spectrophotomètre","MC",null,"U624UAP","22U","529 874,00","3000-01-01",0,1,0,null,null,"BIOMED_ULIS",{"$error":"#NAME?"},{"$f":"IFERROR(\"Oui, à la ligne \" & MATCH(tableFévrier[[#This Row],[Fusion]],tableOctobre[Fusion],0)+1,\"Non trouvé\")","v":"Non trouvé"},null,19388,null,19388]
["LSBFL06","Hotte flux laminaire (PSM) n°série 21010 pièce 1258","U_LABO000006","Qualification périodique","MPS","AR","U880","70U","622 646,00","2024-03-27",3,1,0,13,1,"BIOTECH_ULIS",{"$error":"#NAME?"},{"$f":"IFERROR(\"Oui, à la ligne \" & MATCH(tableFévrier[[#This Row],[Fusion]],tableOctobre[Fusion],0)+1,\"Non trouvé\")","v":"Non trouvé"},null,19405,null,19405]
["SW7CMP107","Manomètre à cadran sortie adou 1","U_METROLOGIE 15","Vérification CURATIVE pression","MC","METR","U222PW","11U",null,"2021-04-23",0,1,0,null,null,"BIOMED_ULIS",{"$error":"#NAME?"},{"$f":"IFERROR(\"Oui, à la ligne \" & MATCH(tableFévrier[[#This Row],[Fusion]],tableOctobre[Fusion],0)+1,\"Non trouvé\")","v":"Non trouvé"},null,19422,null,19422]
["DWCMQ501","Comptage conso edv vers adou ORION n°1","U_METROLOGIE    30","Vérification CURATIVE de comptage","MC","METR","U222PW","11U","519 431,00","3000-01-01",0,1,0,null,null,"BIOMED_ULIS",{"$error":"#NAME?"},{"$f":"IFERROR(\"Oui, à la ligne \" & MATCH(tableFévrier[[#This Row],[Fusion]],tableOctobre[Fusion],0)+1,\"Non trouvé\")","v":"Non trouvé"},null,19439,null,19439]
["PW3CMT102","Sonde de température PT100 cuve","U_METR000012","Vérification PERIODIQUE température","MPS","METR","U222PW","11U","595 054,00","2024-04-22",3,1,0,365,0,"BIOMED_ULIS",{"$f":"_xlfn.TEXTJOIN(\"\",TRUE,A19458:D19458,H19458,N19458)","v":{"$error":"#NAME?"}},{"$f":"IFERROR(\"Oui, à la ligne \" & MATCH(tableFévrier[[#This Row],[Fusion]],tableOctobre[Fusion],0)+1,\"Non trouvé\")","v":"Non trouvé"},null,19456]
["PW3CMT103","Sonde temp. eau recyclée depuis V3V","U_METR000012","Vérification PERIODIQUE température","MPS","METR","U222PW","11U","595 055,00","2024-04-22",3,1,0,365,0,"BIOMED_ULIS",{"$error":"#NAME?"},{"$f":"IFERROR(\"Oui, à la ligne \" & MATCH(tableFévrier[[#This Row],[Fusion]],tableOctobre[Fusion],0)+1,\"Non trouvé\")","v":"Non trouvé"},null,19457]
["SW7CMP107","Manomètre à cadran sortie adou 1","U_METROLOGIE    15","Vérification CURATIVE pression","MC","METR","U222PW","11U","519 383,00","3000-01-01",0,1,0,null,null,"BIOMED_ULIS",{"$error":"#NAME?"},{"$f":"IFERROR(\"Oui, à la ligne \" & MATCH(tableFévrier[[#This Row],[Fusion]],tableOctobre[Fusion],0)+1,\"Non trouvé\")","v":"Non trouvé"},null,19474,null,19474]
["DWCMT503","Sonde de température DW amont échangeur","U_METR000012","Vérification PERIODIQUE température","MPS","METR","U222PW","11U","619 476,00","2037-12-27",3,1,0,730,0,"BIOMED_ULIS",{"$error":"#NAME?"},{"$f":"IFERROR(\"Oui, à la ligne \" & MATCH(tableFévrier[[#This Row],[Fusion]],tableOctobre[Fusion],0)+1,\"Non trouvé\")","v":"Non trouvé"},null,19489,null,19489]
["PW3CMP107","Mesure de pression amont CDI","U_METROLOGIE    15","Vérification CURATIVE pression","MC","METR","U222PW","11U","519 612,00","3000-01-01",0,1,0,null,null,"BIOMED_ULIS",{"$error":"#NAME?"},{"$f":"IFERROR(\"Oui, à la ligne \" & MATCH(tableFévrier[[#This Row],[Fusion]],tableOctobre[Fusion],0)+1,\"Non trouvé\")","v":"Non trouvé"},null,19507,null,19507]
["BAT04CMPR404","Pression Centrifugation 4RC404","CURA274721","Allumage verrines en 4RC404 et 4RC430","MC",null,"U200BATP","11U",null,"2021-04-23",0,1,0,null,null,"BIOMED_ULIS",{"$error":"#NAME?"},{"$f":"IFERROR(\"Oui, à la ligne \" & MATCH(tableFévrier[[#This Row],[Fusion]],tableOctobre[Fusion],0)+1,\"Non trouvé\")","v":"Non trouvé"},null,19524,null,19524]
["CQBCMT38","Enreg. température CQBCONG10/BAT01ARM06","U_LABO000006","Qualification périodique","MPS","QUAL","U633","71U","607 793,00","2024-04-28",3,1,0,365,0,"BIOTECH_ULIS",{"$error":"#NAME?"},{"$f":"IFERROR(\"Oui, à la ligne \" & MATCH(tableFévrier[[#This Row],[Fusion]],tableOctobre[Fusion],0)+1,\"Non trouvé\")","v":"Non trouvé"},null,19541,null,19541]
["BAT08RC123","Salle pontage albumine","CURA275465","Refaire les étiquettes d'identification fluides (ligne process\")\"","MC",null,"U200BATP","11U",null,"2021-04-30",0,1,0,null,null,"BIOMED_ULIS",{"$error":"#NAME?"},{"$f":"IFERROR(\"Oui, à la ligne \" & MATCH(tableFévrier[[#This Row],[Fusion]],tableOctobre[Fusion],0)+1,\"Non trouvé\")","v":"Non trouvé"},null,19558,null,19558]
["ALBFP06","Filtre-presse albumine T I+II+III","CURA275726","Demande de forcage ouverture Filtre presse","MC",null,"U440","11U","523 044,00","3000-01-01",0,1,0,null,null,"BIOMED_ULIS",{"$error":"#NAME?"},{"$f":"IFERROR(\"Oui, à la ligne \" & MATCH(tableFévrier[[#This Row],[Fusion]],tableOctobre[Fusion],0)+1,\"Non trouvé\")","v":"Non trouvé"},null,19575,null,19575]
["ALBFP06","Filtre-presse albumine T I+II+III","CURA276055","Défaut vitesse de montée en pression","MC",null,"U440","11U","633 504,00","3000-01-01",0,1,0,null,null,"BIOMED_ULIS",{"$error":"#NAME?"},{"$f":"IFERROR(\"Oui, à la ligne \" & MATCH(tableFévrier[[#This Row],[Fusion]],tableOctobre[Fusion],0)+1,\"Non trouvé\")","v":"Non trouvé"},null,19592,null,19592]
["GAMCT21","Réacteur uf gamma","CURA276532","Défaut de gw","MC",null,"U441","11U","524 333,00","3000-01-01",0,1,0,null,null,"BIOMED_ULIS",{"$error":"#NAME?"},{"$f":"IFERROR(\"Oui, à la ligne \" & MATCH(tableFévrier[[#This Row],[Fusion]],tableOctobre[Fusion],0)+1,\"Non trouvé\")","v":"Non trouvé"},null,19609,null,19609]
["PW3","Production Eau Purifiée 3","U_EAUX000070","Maintenance préventive annuelle des ORIONs PW3 (AT)","MPS","FLPR","U222PW","11U","604 232,00","2024-07-18",3,1,0,1,3,"BIOMED_ULIS",{"$error":"#NAME?"},{"$f":"IFERROR(\"Oui, à la ligne \" & MATCH(tableFévrier[[#This Row],[Fusion]],tableOctobre[Fusion],0)+1,\"Non trouvé\")","v":"Non trouvé"},null,19626,null,19626]
["PLABOL487","Bol de centri BKA28 N°487","U_PROC000057","Remplacement des joints","MPS","MECA","U410","11U","533 584,00","2021-12-15",3,1,0,15,0,"BIOMED_ULIS",{"$error":"#NAME?"},{"$f":"IFERROR(\"Oui, à la ligne \" & MATCH(tableFévrier[[#This Row],[Fusion]],tableOctobre[Fusion],0)+1,\"Non trouvé\")","v":"Non trouvé"},null,19643,null,19643]
["ETALCMF08","Débitmètre E&H Promass P 8P3B15 DN15 [0-6500 kg/h]","U_METROLOGIE    26","Vérification CURATIVE labo extérieur","MC","METR","U720","50U","524 719,00","3000-01-01",0,1,0,null,null,"BIOMED_ULIS",{"$error":"#NAME?"},{"$f":"IFERROR(\"Oui, à la ligne \" & MATCH(tableFévrier[[#This Row],[Fusion]],tableOctobre[Fusion],0)+1,\"Non trouvé\")","v":"Non trouvé"},null,19660,null,19660]
["ADETC146_066B","Tableau de pontage Aller/Retour ADEHEX111_003","U_GAMM000001","Validation gamme de maintenance","SER","AUTR","U421DEAE","14U","525 048,00","3000-01-01",0,1,0,null,null,"BIOMED_ULIS",{"$error":"#NAME?"},{"$f":"IFERROR(\"Oui, à la ligne \" & MATCH(tableFévrier[[#This Row],[Fusion]],tableOctobre[Fusion],0)+1,\"Non trouvé\")","v":"Non trouvé"},null,19677,null,19677]
["DEHEX01","Echangeur refroidissement centri PLAC01","U_MECA000211","Démontage et nettoyage échangeur AP","MPS","MECA","U410","11U","619 211,00","2024-12-14",3,1,0,365,0,"BIOMED_ULIS",{"$error":"#NAME?"},{"$f":"IFERROR(\"Oui, à la ligne \" & MATCH(tableFévrier[[#This Row],[Fusion]],tableOctobre[Fusion],0)+1,\"Non trouvé\")","v":"Non trouvé"},null,19694,null,19694]
["OPLCMT124","Enreg. temp. OPLCONG50","U_METROLOGIE    12","Vérification CURATIVE température","MC","METR","U601OPL","11U","525 936,00","3000-01-01",0,1,0,null,null,"BIOMED_ULIS",{"$error":"#NAME?"},{"$f":"IFERROR(\"Oui, à la ligne \" & MATCH(tableFévrier[[#This Row],[Fusion]],tableOctobre[Fusion],0)+1,\"Non trouvé\")","v":"Non trouvé"},null,19711,null,19711]
["EX1ELEARM02","Armoire contrôle/ distribution GE2","U_ELEC000035","Vérification Armoires","MPS","ELEC","U222ELE","10U","565 406,00","2024-08-29",3,1,0,104,1,"BIOMED_ULIS",{"$f":"_xlfn.TEXTJOIN(\"\",TRUE,A19714:D19714,H19714,N19714)","v":{"$error":"#NAME?"}},{"$f":"IFERROR(\"Oui, à la ligne \" & MATCH(tableFévrier[[#This Row],[Fusion]],tableOctobre[Fusion],0)+1,\"Non trouvé\")","v":"Non trouvé"},null,19712,null,19712]
["TECHOUT505","Harnais de sécurité","U_CONT000032","Visite réglementaire","MPS","DEF","U130","15U","546 116,00","2023-06-04",3,1,0,52,1,"BIOMED_ULIS",{"$error":"#NAME?"},{"$f":"IFERROR(\"Oui, à la ligne \" & MATCH(tableFévrier[[#This Row],[Fusion]],tableOctobre[Fusion],0)+1,\"Non trouvé\")","v":"Non trouvé"},null,19729,null,19729]
["BCHLAB08","Photomètre de flamme","U_LABO000005","Maintenance préventive","MPS","DEF","U624UAP","22U","589 368,00","2024-05-27",3,1,0,52,1,"BIOMED_ULIS",{"$error":"#NAME?"},{"$f":"IFERROR(\"Oui, à la ligne \" & MATCH(tableFévrier[[#This Row],[Fusion]],tableOctobre[Fusion],0)+1,\"Non trouvé\")","v":"Non trouvé"},null,19746,null,19746]
["GAMR010","Réacteur n°10 fractionnement gamma","CURA278039","Garniture bruyantes","MC",null,"U441","11U","531 448,00","3000-01-01",0,1,0,null,null,"BIOMED_ULIS",{"$error":"#NAME?"},{"$f":"IFERROR(\"Oui, à la ligne \" & MATCH(tableFévrier[[#This Row],[Fusion]],tableOctobre[Fusion],0)+1,\"Non trouvé\")","v":"Non trouvé"},null,19763,null,19763]
["CIPP0200","Pompe station CIP02","U_GAMM000001","Validation gamme de maintenance","SER","AUTR","U236NEP","14U","527 367,00","3000-01-01",0,1,0,null,null,"BIOMED_ULIS",{"$error":"#NAME?"},{"$f":"IFERROR(\"Oui, à la ligne \" & MATCH(tableFévrier[[#This Row],[Fusion]],tableOctobre[Fusion],0)+1,\"Non trouvé\")","v":"Non trouvé"},null,19782,null,19782]
["AC06CT06","Caisson de traitement d'air atelier Albumine +4°C","U_CLIM000217","Contrôle de l'automate","MC","CLIM","U222AC","10U",null,"2022-08-01",3,31,0,365,0,"BIOMED_ULIS",{"$error":"#NAME?"},{"$f":"IFERROR(\"Oui, à la ligne \" & MATCH(tableFévrier[[#This Row],[Fusion]],tableOctobre[Fusion],0)+1,\"Non trouvé\")","v":"Non trouvé"},null,19796,null,19796]
["AC01PI04","Affichage pression roue","U_METR000015","Vérification PERIODIQUE pression","MPS","METR","U222AC","10U","603 267,00","2024-08-11",3,1,0,365,0,"BIOMED_ULIS",{"$error":"#NAME?"},{"$f":"IFERROR(\"Oui, à la ligne \" & MATCH(tableFévrier[[#This Row],[Fusion]],tableOctobre[Fusion],0)+1,\"Non trouvé\")","v":"Non trouvé"},null,19813,null,19813]
["ALBR24","Réservoir R20 n°ISF00638-A","U_GAMM000001","Validation gamme de maintenance","SER","AUTR","U440","14U","529 246,00","3000-01-01",0,1,0,null,null,"BIOMED_ULIS",{"$error":"#NAME?"},{"$f":"IFERROR(\"Oui, à la ligne \" & MATCH(tableFévrier[[#This Row],[Fusion]],tableOctobre[Fusion],0)+1,\"Non trouvé\")","v":"Non trouvé"},null,19830,null,19830]
["PW3CMP209","Mesure de pression sortie concentrat CDI n°1 & 2","U_METROLOGIE    15","Vérification CURATIVE pression","MC","METR","U222PW","11U","529 484,00","3000-01-01",0,1,0,null,null,"BIOMED_ULIS",{"$error":"#NAME?"},{"$f":"IFERROR(\"Oui, à la ligne \" & MATCH(tableFévrier[[#This Row],[Fusion]],tableOctobre[Fusion],0)+1,\"Non trouvé\")","v":"Non trouvé"},null,19847,null,19847]
["PW3CMP201","Interrupteur de pression recirculation pré-traitement","U_METROLOGIE    15","Vérification CURATIVE pression","MC","METR","U222PW","11U","529 503,00","3000-01-01",0,1,0,null,null,"BIOMED_ULIS",{"$error":"#NAME?"},{"$f":"IFERROR(\"Oui, à la ligne \" & MATCH(tableFévrier[[#This Row],[Fusion]],tableOctobre[Fusion],0)+1,\"Non trouvé\")","v":"Non trouvé"},null,19864,null,19864]
["GW0CMP212","Manomètre retour eau glacée","U_METROLOGIE    15","Vérification CURATIVE pression","MC",null,"U222PW","11U","529 525,00","3000-01-01",0,1,0,null,null,"BIOMED_ULIS",{"$error":"#NAME?"},{"$f":"IFERROR(\"Oui, à la ligne \" & MATCH(tableFévrier[[#This Row],[Fusion]],tableOctobre[Fusion],0)+1,\"Non trouvé\")","v":"Non trouvé"},null,19881,null,19881]
["CACOMP03","Compresseur air comprimé N°3","U_FROID000062","Maintenance Compresseur","MPS","FLDT","U222CA","10U","626 775,00","2024-03-23",3,1,0,30,0,"BIOMED_ULIS",{"$error":"#NAME?"},{"$f":"IFERROR(\"Oui, à la ligne \" & MATCH(tableFévrier[[#This Row],[Fusion]],tableOctobre[Fusion],0)+1,\"Non trouvé\")","v":"Non trouvé"},null,19898,null,19898]
["PW3PP203","Pompe centrifuge verticale surpression osmoseur","U_MECA000143","Maintenance pompes GRUNDFOS type centrifuge multicellulaire verticale","MPS","FLPR","U222PW","11U","559 324,00","2027-07-12",3,1,0,260,1,"BIOMED_ULIS",{"$error":"#NAME?"},{"$f":"IFERROR(\"Oui, à la ligne \" & MATCH(tableFévrier[[#This Row],[Fusion]],tableOctobre[Fusion],0)+1,\"Non trouvé\")","v":"Non trouvé"},null,19915,null,19915]
["PLAHEX01","Réchauffeur ACTIJOULE cryosurnageant ADEAE","CURA279345","Défaut actijoule","MC",null,"U410","11U","537 603,00","3000-01-01",0,1,0,null,null,"BIOMED_ULIS",{"$error":"#NAME?"},{"$f":"IFERROR(\"Oui, à la ligne \" & MATCH(tableFévrier[[#This Row],[Fusion]],tableOctobre[Fusion],0)+1,\"Non trouvé\")","v":"Non trouvé"},null,19932,null,19932]
["PW3CMP210","Mesure de pression entrée concentrat CDI n°3 & 4","U_METR000015","Vérification PERIODIQUE pression","MPS","METR","U222PW","11U","595 138,00","2024-04-22",3,1,0,365,0,"BIOMED_ULIS",{"$error":"#NAME?"},{"$f":"IFERROR(\"Oui, à la ligne \" & MATCH(tableFévrier[[#This Row],[Fusion]],tableOctobre[Fusion],0)+1,\"Non trouvé\")","v":"Non trouvé"},null,19949,null,19949]
["EXWWR01","Cuve tampon 8 000 litres effluents NEP","CURA279725","Appel gtc","MC",null,"U235WW","11U","565 712,00","3000-01-01",0,1,0,null,null,"BIOMED_ULIS",{"$error":"#NAME?"},{"$f":"IFERROR(\"Oui, à la ligne \" & MATCH(tableFévrier[[#This Row],[Fusion]],tableOctobre[Fusion],0)+1,\"Non trouvé\")","v":"Non trouvé"},null,19966,null,19966]
["CACOMP01","Compresseur d'air ZR160 n°1","U_FROI000008","Inspection Compresseur d'air","MPS","FLDT","U222CA","10U","595 870,00","2024-03-10",3,1,1,52,1,"BIOMED_ULIS",{"$error":"#NAME?"},{"$f":"IFERROR(\"Oui, à la ligne \" & MATCH(tableFévrier[[#This Row],[Fusion]],tableOctobre[Fusion],0)+1,\"Non trouvé\")","v":"Non trouvé"},null,19967,null,19967]
["BAT11CMT07","EnregTempSonde n°7 11RC35 niveau 9m/BAT11ARM02","U_METROLOGIE    16","Vérif. CURATIVE température enceinte","MC","METR","U200BATP","10U","531 780,00","3000-01-01",0,1,0,null,null,"BIOMED_ULIS",{"$error":"#NAME?"},{"$f":"IFERROR(\"Oui, à la ligne \" & MATCH(tableFévrier[[#This Row],[Fusion]],tableOctobre[Fusion],0)+1,\"Non trouvé\")","v":"Non trouvé"},null,19984]
["DWCMP514","Manomètre arrivée DW après détendeur","U_METROLOGIE    15","Vérification CURATIVE pression","MC",null,"U222PW","11U","531 635,00","3000-01-01",0,1,0,null,null,"BIOMED_ULIS",{"$error":"#NAME?"},{"$f":"IFERROR(\"Oui, à la ligne \" & MATCH(tableFévrier[[#This Row],[Fusion]],tableOctobre[Fusion],0)+1,\"Non trouvé\")","v":"Non trouvé"},null,20001,null,20001]
["PW3CMF302","mesure débit amont cuve ORION","U_METROLOGIE    11","Vérification CURATIVE de débit","MC",null,"U222PW","11U","531 660,00","3000-01-01",0,1,0,null,null,"BIOMED_ULIS",{"$error":"#NAME?"},{"$f":"IFERROR(\"Oui, à la ligne \" & MATCH(tableFévrier[[#This Row],[Fusion]],tableOctobre[Fusion],0)+1,\"Non trouvé\")","v":"Non trouvé"},null,20018,null,20018]
["PW3CMP310","Mesure de pression entrée concentrat CDI n°3 & 4","U_METROLOGIE    15","Vérification CURATIVE pression","MC","METR","U222PW","11U","531 677,00","3000-01-01",0,1,0,null,null,"BIOMED_ULIS",{"$error":"#NAME?"},{"$f":"IFERROR(\"Oui, à la ligne \" & MATCH(tableFévrier[[#This Row],[Fusion]],tableOctobre[Fusion],0)+1,\"Non trouvé\")","v":"Non trouvé"},null,20035,null,20035]
["BAT04UDEC","Bâtiment 4 atelier UDECNEW","CURA280388","Utilité a l'arret","MC",null,"U200BATP","11U","546 845,00","3000-01-01",0,1,0,null,null,"BIOMED_ULIS",{"$error":"#NAME?"},{"$f":"IFERROR(\"Oui, à la ligne \" & MATCH(tableFévrier[[#This Row],[Fusion]],tableOctobre[Fusion],0)+1,\"Non trouvé\")","v":"Non trouvé"},null,20060,null,20060]
["MGGCMT69","Enreg température ambiante MGGCONG11/BAT11ARM03","U_METR000012","Vérification PERIODIQUE température","MPS","AR","U168","11U","585 260,00","2024-02-26",3,1,0,52,1,"BIOMED_ULIS",{"$error":"#NAME?"},{"$f":"IFERROR(\"Oui, à la ligne \" & MATCH(tableFévrier[[#This Row],[Fusion]],tableOctobre[Fusion],0)+1,\"Non trouvé\")","v":"Non trouvé"}]
["PE10CP101","Pompe distribution éthanol","CURA280977","Défaut pompe de distribution","MC",null,"U236PE","11U","535 360,00","3000-01-01",0,1,0,null,null,"BIOMED_ULIS",{"$error":"#NAME?"},{"$f":"IFERROR(\"Oui, à la ligne \" & MATCH(tableFévrier[[#This Row],[Fusion]],tableOctobre[Fusion],0)+1,\"Non trouvé\")","v":"Non trouvé"},null,20085,null,20085]
["SFIGV02","Générateur de vapeur pure","CURA281224","Arrêt du GVP","MC",null,"U236SFI","11U","538 664,00","3000-01-01",0,1,0,null,null,"BIOMED_ULIS",{"$error":"#NAME?"},{"$f":"IFERROR(\"Oui, à la ligne \" & MATCH(tableFévrier[[#This Row],[Fusion]],tableOctobre[Fusion],0)+1,\"Non trouvé\")","v":"Non trouvé"},null,20102,null,20102]
["PWBD03","Boucle de distribution PW","CURA281513","Changement réactifs O3 Swan","MC",null,"U222PW","11U","540 831,00","3000-01-01",0,1,0,null,null,"BIOMED_ULIS",{"$error":"#NAME?"},{"$f":"IFERROR(\"Oui, à la ligne \" & MATCH(tableFévrier[[#This Row],[Fusion]],tableOctobre[Fusion],0)+1,\"Non trouvé\")","v":"Non trouvé"},null,20119,null,20119]
["PW33","Prod. Eau purifiée ORION n°3","CURA281820","Changement réactif chloromètre","CON",null,"U222PW","11U","636 351,00","3000-01-01",0,1,0,null,null,"BIOMED_ULIS",{"$error":"#NAME?"},{"$f":"IFERROR(\"Oui, à la ligne \" & MATCH(tableFévrier[[#This Row],[Fusion]],tableOctobre[Fusion],0)+1,\"Non trouvé\")","v":"Non trouvé"},null,20136,null,20136]
["ALBR20","Cuve sortie produit n°3 UF2","U_MECA000240","Remplacement boule de lavage","MPS","MAINT","U440","11U",null,"2026-08-01",3,1,0,260,1,"BIOMED_ULIS",{"$error":"#NAME?"},{"$f":"IFERROR(\"Oui, à la ligne \" & MATCH(tableFévrier[[#This Row],[Fusion]],tableOctobre[Fusion],0)+1,\"Non trouvé\")","v":"Non trouvé"},null,20153,null,20153]
["ALB19BL01","Boule de lavage cuve ALBR19 arrivé NEP","U_MECA000155","Vérification boule de lavage","MPS","DEF","U440","11U","621 487,00","2024-07-27",3,1,0,26,1,"BIOMED_ULIS",{"$error":"#NAME?"},{"$f":"IFERROR(\"Oui, à la ligne \" & MATCH(tableFévrier[[#This Row],[Fusion]],tableOctobre[Fusion],0)+1,\"Non trouvé\")","v":"Non trouvé"},null,20170,null,20170]
["PLAPP04","Pompe envoi plasma vers PLAC02","CURA282463","Remplacement tube","MPS",null,"U410","11U","588 407,00","3000-01-01",0,1,0,null,null,"BIOMED_ULIS",{"$error":"#NAME?"},{"$f":"IFERROR(\"Oui, à la ligne \" & MATCH(tableFévrier[[#This Row],[Fusion]],tableOctobre[Fusion],0)+1,\"Non trouvé\")","v":"Non trouvé"},null,20187,null,20187]
["GAMR010","Réacteur n°10 fractionnement gamma","U_MECA000241","Remplacement garniture agitation","MPS","MAINT","U441","11U",null,"2026-07-30",3,1,0,260,1,"BIOMED_ULIS",{"$error":"#NAME?"},{"$f":"IFERROR(\"Oui, à la ligne \" & MATCH(tableFévrier[[#This Row],[Fusion]],tableOctobre[Fusion],0)+1,\"Non trouvé\")","v":"Non trouvé"},null,20204,null,20204]
["ALBF04","Filtre évent ALBR21","U_PROC000026","Remplacement cartouche filtration","MPS","MAINT","U440","11U","603 874,00","2024-07-30",3,1,0,365,0,"BIOMED_ULIS",{"$error":"#NAME?"},{"$f":"IFERROR(\"Oui, à la ligne \" & MATCH(tableFévrier[[#This Row],[Fusion]],tableOctobre[Fusion],0)+1,\"Non trouvé\")","v":"Non trouvé"},null,20221,null,20221]
["ALBF04","Filtre évent ALBR21","U_GAMM000001","Validation gamme de maintenance","SER","AUTR","U440","14U",null,"2021-11-26",0,1,0,null,null,"BIOMED_ULIS",{"$error":"#NAME?"},{"$f":"IFERROR(\"Oui, à la ligne \" & MATCH(tableFévrier[[#This Row],[Fusion]],tableOctobre[Fusion],0)+1,\"Non trouvé\")","v":"Non trouvé"},null,20222,null,20222]
["UDA1CMT77","Thermomètre polyvalent EBRO n°62571673","U_METR000012","Vérification PERIODIQUE température","MPS","METR","U855","70U","628 102,00","2025-01-30",3,1,0,365,0,"BIOTECH_ULIS",{"$error":"#NAME?"},{"$f":"IFERROR(\"Oui, à la ligne \" & MATCH(tableFévrier[[#This Row],[Fusion]],tableOctobre[Fusion],0)+1,\"Non trouvé\")","v":"Non trouvé"},null,20239,null,20239]
["TECHU18","Balomètre TESTO 420","U_METR000011","Vérification PERIODIQUE de débit","MPS","METR","DEF","50U","612 530,00","2024-09-27",3,1,1,52,1,"ULIS",{"$error":"#NAME?"},{"$f":"IFERROR(\"Oui, à la ligne \" & MATCH(tableFévrier[[#This Row],[Fusion]],tableOctobre[Fusion],0)+1,\"Non trouvé\")","v":"Non trouvé"},null,20256,null,20256]
["LSBCMT47","Enregistrement T° LSBUR06 voie 3","U_METROLOGIE    12","Vérification CURATIVE température","MC","METR","U803","70U",null,"2049-12-26",0,1,0,null,null,"BIOTECH_ULIS",{"$error":"#NAME?"},{"$f":"IFERROR(\"Oui, à la ligne \" & MATCH(tableFévrier[[#This Row],[Fusion]],tableOctobre[Fusion],0)+1,\"Non trouvé\")","v":"Non trouvé"},null,20273,null,20273]
["PLATS","Tableau de pontage soutirage PLAT003/004","U_GAMM000001","Validation gamme de maintenance","SER","AUTR","U410","14U","542 844,00","3000-01-01",0,1,0,null,null,"BIOMED_ULIS",{"$error":"#NAME?"},{"$f":"IFERROR(\"Oui, à la ligne \" & MATCH(tableFévrier[[#This Row],[Fusion]],tableOctobre[Fusion],0)+1,\"Non trouvé\")","v":"Non trouvé"},null,20290,null,20290]
["EX1ETALCMT91","Etalon de T°KIMO n°2P200812386","U_METROLOGIE    12","Vérification CURATIVE température","MC","METR","U205","50U","541 105,00","3000-01-01",0,1,0,null,null,"BIOMED_ULIS",{"$error":"#NAME?"},{"$f":"IFERROR(\"Oui, à la ligne \" & MATCH(tableFévrier[[#This Row],[Fusion]],tableOctobre[Fusion],0)+1,\"Non trouvé\")","v":"Non trouvé"},null,20307,null,20307]
["ETALCMP05","Calibrateur pression DRUCK DPI 611 n°5620240","U_METR000026","Vérification PERIODIQUE labo extérieur","MPS","METR","U205","50U","631 492,00","2025-01-24",3,1,0,52,1,"BIOMED_ULIS",{"$error":"#NAME?"},{"$f":"IFERROR(\"Oui, à la ligne \" & MATCH(tableFévrier[[#This Row],[Fusion]],tableOctobre[Fusion],0)+1,\"Non trouvé\")","v":"Non trouvé"},null,20324,null,20324]
["NEP05CP01","Pompe aller station n°5 NEP","CURA284744","Fuite pompe","MC",null,"U236NEP","11U","592 296,00","3000-01-01",0,1,0,null,null,"BIOMED_ULIS",{"$error":"#NAME?"},{"$f":"IFERROR(\"Oui, à la ligne \" & MATCH(tableFévrier[[#This Row],[Fusion]],tableOctobre[Fusion],0)+1,\"Non trouvé\")","v":"Non trouvé"},null,20339,null,20339]
["BCHCMQ104","Picus 1000 µl n°41887559","U_METROLOGIE    26","Vérification CURATIVE labo extérieur","MC","METR","U624UAP","22U","542 925,00","3000-01-01",0,1,0,null,null,"BIOMED_ULIS",{"$error":"#NAME?"},{"$f":"IFERROR(\"Oui, à la ligne \" & MATCH(tableFévrier[[#This Row],[Fusion]],tableOctobre[Fusion],0)+1,\"Non trouvé\")","v":"Non trouvé"},null,20357,null,20357]
["OPLCONG37","Congélateur -80°C","CURA285128","Inhibition de l'alarme monitoring de la sonde OPLCMT99 du congélateur OPLCONG37","MC",null,"U601OPL","12U","543 447,00","3000-01-01",0,1,0,null,null,"BIOMED_ULIS",{"$error":"#NAME?"},{"$f":"IFERROR(\"Oui, à la ligne \" & MATCH(tableFévrier[[#This Row],[Fusion]],tableOctobre[Fusion],0)+1,\"Non trouvé\")","v":"Non trouvé"}]
["NEP10ST10","Station de nettoyage en place n°10","CURA285460","Défaut niveau haut TW","MC",null,"U236NEP","11U","563 631,00","3000-01-01",0,1,0,null,null,"BIOMED_ULIS",{"$error":"#NAME?"},{"$f":"IFERROR(\"Oui, à la ligne \" & MATCH(tableFévrier[[#This Row],[Fusion]],tableOctobre[Fusion],0)+1,\"Non trouvé\")","v":"Non trouvé"},null,20391,null,20391]
["CACOMP01","Compresseur d'air ZR160 n°1","U_FROI000009","Maintenance annuelle révision des 4000h\"\"","MPS","FROI","U222CA","10U","596 205,00","2024-09-13",3,1,1,52,1,"BIOMED_ULIS",{"$error":"#NAME?"},{"$f":"IFERROR(\"Oui, à la ligne \" & MATCH(tableFévrier[[#This Row],[Fusion]],tableOctobre[Fusion],0)+1,\"Non trouvé\")","v":"Non trouvé"},null,20408,null,20408]
["CQBETUV07","Enceinte à température ambiante +20°C n°218959","U_LABO000019","Qualification initiale","MC","DEF","U633","71U","554 853,00","3000-01-01",0,1,0,null,null,"BIOTECH_ULIS",{"$error":"#NAME?"},{"$f":"IFERROR(\"Oui, à la ligne \" & MATCH(tableFévrier[[#This Row],[Fusion]],tableOctobre[Fusion],0)+1,\"Non trouvé\")","v":"Non trouvé"},null,20424,null,20424]
["DCGGER01","Gerbeur  n°W41160H00439","CURA285962","Contrat FENWICK 2022 section U411","MC",null,"U411","15U","545 522,00","3000-01-01",0,1,0,null,null,"BIOMED_ULIS",{"$error":"#NAME?"},{"$f":"IFERROR(\"Oui, à la ligne \" & MATCH(tableFévrier[[#This Row],[Fusion]],tableOctobre[Fusion],0)+1,\"Non trouvé\")","v":"Non trouvé"},null,20440,null,20440]
["BATEX","Extérieurs bâtiments","CURA286068","Visite de contrôle des réseaux EU EP","MC",null,"S244","13U","545 750,00","3000-01-01",0,1,0,null,null,"BIOMED_ULIS",{"$error":"#NAME?"},{"$f":"IFERROR(\"Oui, à la ligne \" & MATCH(tableFévrier[[#This Row],[Fusion]],tableOctobre[Fusion],0)+1,\"Non trouvé\")","v":"Non trouvé"},null,20457,null,20457]
["EXELEGE01","Groupe électrogène n°1 TR01/TR02","U_ELEC000040","Analyse de FUEL des GE","MPS","ELEC","U222ELE","10U","545 940,00","2049-10-10",0,1,1,null,null,"BIOMED_ULIS",{"$error":"#NAME?"},{"$f":"IFERROR(\"Oui, à la ligne \" & MATCH(tableFévrier[[#This Row],[Fusion]],tableOctobre[Fusion],0)+1,\"Non trouvé\")","v":"Non trouvé"},null,20474,null,20474]
["EXELEGE02","Groupe électrogène n°2 bâtiment 8","U_ELEC000040","Analyse de FUEL des GE","MPS","ELEC","U222ELE","10U","545 939,00","2049-10-10",0,1,1,null,null,"BIOMED_ULIS",{"$error":"#NAME?"},{"$f":"IFERROR(\"Oui, à la ligne \" & MATCH(tableFévrier[[#This Row],[Fusion]],tableOctobre[Fusion],0)+1,\"Non trouvé\")","v":"Non trouvé"},null,20475,null,20475]
["CBCMW12","Masse autocontrôle de 10 mg S2148320","U_METR000032","Vérif. périodique masse autocontrôle","MPS","METR","U880","70U","633 735,00","2025-02-27",3,1,0,365,0,"BIOTECH_ULIS",{"$error":"#NAME?"},{"$f":"IFERROR(\"Oui, à la ligne \" & MATCH(tableFévrier[[#This Row],[Fusion]],tableOctobre[Fusion],0)+1,\"Non trouvé\")","v":"Non trouvé"},null,20492,null,20492]
["PW32","Prod. Eau purifiée ORION n°2","CURA286651","Défaut pression","MC",null,"U222PW","11U","555 604,00","3000-01-01",0,1,0,null,null,"BIOMED_ULIS",{"$error":"#NAME?"},{"$f":"IFERROR(\"Oui, à la ligne \" & MATCH(tableFévrier[[#This Row],[Fusion]],tableOctobre[Fusion],0)+1,\"Non trouvé\")","v":"Non trouvé"},null,20507,null,20507]
["BAT11MGG","Bâtiment 11 partie magasin général","CURA286775","Peinture de la barrière de protection bureau 11RC41","MC",null,"U200BATP","13U","547 976,00","3000-01-01",0,1,0,null,null,"BIOMED_ULIS",{"$error":"#NAME?"},{"$f":"IFERROR(\"Oui, à la ligne \" & MATCH(tableFévrier[[#This Row],[Fusion]],tableOctobre[Fusion],0)+1,\"Non trouvé\")","v":"Non trouvé"},null,20523,null,20523]
["ADER143_070","Cuve de Stockage","CURA286972","Transmetteur de pesage HS","MC",null,"U421DEAE","11U","548 755,00","3000-01-01",0,1,0,null,null,"BIOMED_ULIS",{"$error":"#NAME?"},{"$f":"IFERROR(\"Oui, à la ligne \" & MATCH(tableFévrier[[#This Row],[Fusion]],tableOctobre[Fusion],0)+1,\"Non trouvé\")","v":"Non trouvé"},null,20540,null,20540]
["PLABOL487","Bol de centri BKA28 N°487","CURA287010","Nettoyage double enveloppe","MC",null,"U410","11U","548 850,00","3000-01-01",0,1,0,null,null,"BIOMED_ULIS",{"$error":"#NAME?"},{"$f":"IFERROR(\"Oui, à la ligne \" & MATCH(tableFévrier[[#This Row],[Fusion]],tableOctobre[Fusion],0)+1,\"Non trouvé\")","v":"Non trouvé"},null,20557,null,20557]
["BAT08RC62","Atelier cuverie albumine/immunoglobuline","CURA287066","Plus de commande d'éclairage en salle des cuves","MC",null,"U222ELE","10U","548 944,00","3000-01-01",0,1,0,null,null,"BIOMED_ULIS",{"$error":"#NAME?"},{"$f":"IFERROR(\"Oui, à la ligne \" & MATCH(tableFévrier[[#This Row],[Fusion]],tableOctobre[Fusion],0)+1,\"Non trouvé\")","v":"Non trouvé"},null,20572,null,20572]
["RF32","Production fluide frigorigène n°3 GW0","CURA287113","Défaut température d'huile","MC",null,"U222GW","10U","549 007,00","3000-01-01",0,1,0,null,null,"BIOMED_ULIS",{"$error":"#NAME?"},{"$f":"IFERROR(\"Oui, à la ligne \" & MATCH(tableFévrier[[#This Row],[Fusion]],tableOctobre[Fusion],0)+1,\"Non trouvé\")","v":"Non trouvé"},null,20588,null,20588]
["ADER172_001","Cuve mobile 400L","CURA287167","Sonde de température de la cuve mobile ADER 172 H.S","MC",null,"U421DEAE","11U","549 108,00","3000-01-01",0,1,0,null,null,"BIOMED_ULIS",{"$error":"#NAME?"},{"$f":"IFERROR(\"Oui, à la ligne \" & MATCH(tableFévrier[[#This Row],[Fusion]],tableOctobre[Fusion],0)+1,\"Non trouvé\")","v":"Non trouvé"},null,20602,null,20602]
["PW33","Prod. Eau purifiée ORION n°3","CURA287237","Defaut de pression pit90","MC",null,"U222PW","11U","549 187,00","3000-01-01",0,1,0,null,null,"BIOMED_ULIS",{"$error":"#NAME?"},{"$f":"IFERROR(\"Oui, à la ligne \" & MATCH(tableFévrier[[#This Row],[Fusion]],tableOctobre[Fusion],0)+1,\"Non trouvé\")","v":"Non trouvé"}]
["CRDCF1250","Chambre froide -35°C pièce 1250","CURA287250","Alarme gtc","MC",null,"U851","11U","549 200,00","3000-01-01",0,1,0,null,null,"BIOTECH_ULIS",{"$error":"#NAME?"},{"$f":"IFERROR(\"Oui, à la ligne \" & MATCH(tableFévrier[[#This Row],[Fusion]],tableOctobre[Fusion],0)+1,\"Non trouvé\")","v":"Non trouvé"},null,20628,null,20628]
["BAT11PTA08","Porte auto. enroulement rampe accès","CURA287349","Porte en mode manuel","MC",null,"U200BATP","13U","549 310,00","3000-01-01",0,1,0,null,null,"BIOMED_ULIS",{"$error":"#NAME?"},{"$f":"IFERROR(\"Oui, à la ligne \" & MATCH(tableFévrier[[#This Row],[Fusion]],tableOctobre[Fusion],0)+1,\"Non trouvé\")","v":"Non trouvé"},null,20644,null,20644]
["GAMPP21","Pompe n°1 introduct° CENTRI GAMMA","CURA287397","Remplacement du tube bioprène","MC",null,"U441","11U","549 458,00","3000-01-01",0,1,0,null,null,"BIOMED_ULIS",{"$error":"#NAME?"},{"$f":"IFERROR(\"Oui, à la ligne \" & MATCH(tableFévrier[[#This Row],[Fusion]],tableOctobre[Fusion],0)+1,\"Non trouvé\")","v":"Non trouvé"},null,20657,null,20657]
["ALBR20","Cuve sortie produit n°3 UF2","CURA287436","Vérification boule de NEP","MC",null,"U440","11U","549 509,00","3000-01-01",0,1,0,null,null,"BIOMED_ULIS",{"$error":"#NAME?"},{"$f":"IFERROR(\"Oui, à la ligne \" & MATCH(tableFévrier[[#This Row],[Fusion]],tableOctobre[Fusion],0)+1,\"Non trouvé\")","v":"Non trouvé"}]
["ADEF127","Skid Filtration ATIII","CURA287461","Apprentissage signal pompe péristatique","MC",null,"U421DEAE","11U","549 551,00","3000-01-01",0,1,0,null,null,"BIOMED_ULIS",{"$error":"#NAME?"},{"$f":"IFERROR(\"Oui, à la ligne \" & MATCH(tableFévrier[[#This Row],[Fusion]],tableOctobre[Fusion],0)+1,\"Non trouvé\")","v":"Non trouvé"},null,20678,null,20678]
["CQBEQUIP","Equipements communs CQB","CURA287497","Création séparateur de tiroir pour placards de laboratoire","MC",null,"U633","13U","549 804,00","3000-01-01",0,1,0,null,null,"BIOTECH_ULIS",{"$error":"#NAME?"},{"$f":"IFERROR(\"Oui, à la ligne \" & MATCH(tableFévrier[[#This Row],[Fusion]],tableOctobre[Fusion],0)+1,\"Non trouvé\")","v":"Non trouvé"},null,20690,null,20690]
["WE10","Stockage et réseau surnageant alcool","CURA287504","Défaut vanne WE10PV501","MC",null,"U236WE","11U","549 811,00","3000-01-01",0,1,0,null,null,"BIOMED_ULIS",{"$error":"#NAME?"},{"$f":"IFERROR(\"Oui, à la ligne \" & MATCH(tableFévrier[[#This Row],[Fusion]],tableOctobre[Fusion],0)+1,\"Non trouvé\")","v":"Non trouvé"},null,20691,null,20691]
["WE10","Stockage et réseau surnageant alcool","CURA287543","Défaut vanne WE10PV501","MC",null,"U236WE","11U","549 901,00","3000-01-01",0,1,0,null,null,"BIOMED_ULIS",{"$error":"#NAME?"},{"$f":"IFERROR(\"Oui, à la ligne \" & MATCH(tableFévrier[[#This Row],[Fusion]],tableOctobre[Fusion],0)+1,\"Non trouvé\")","v":"Non trouvé"},null,20707,null,20707]
["WFISBD314","Sous boucle de distibution Alfalastin1","CURA287588","Défaut de pression","MC",null,"U236WFI","11U","549 954,00","3000-01-01",0,1,0,null,null,"BIOMED_ULIS",{"$error":"#NAME?"},{"$f":"IFERROR(\"Oui, à la ligne \" & MATCH(tableFévrier[[#This Row],[Fusion]],tableOctobre[Fusion],0)+1,\"Non trouvé\")","v":"Non trouvé"},null,20723,null,20723]
["BAT11PTA37","Porte auto enroul. Nergeco MGPCF37","CURA287611","Porte bloqué en position haute","MC",null,"U406","11U","574 890,00","3000-01-01",0,1,0,null,null,"BIOMED_ULIS",{"$error":"#NAME?"},{"$f":"IFERROR(\"Oui, à la ligne \" & MATCH(tableFévrier[[#This Row],[Fusion]],tableOctobre[Fusion],0)+1,\"Non trouvé\")","v":"Non trouvé"},null,20738,null,20738]
["PE10CP102","Pompe refroidissement éthanol cuve n°1","CURA287665","Disjonction","MC",null,"U236PE","11U","550 031,00","3000-01-01",0,1,0,null,null,"BIOMED_ULIS",{"$f":"_xlfn.TEXTJOIN(\"\",TRUE,A20802:D20802,H20802,N20802)","v":{"$error":"#NAME?"}},{"$f":"IFERROR(\"Oui, à la ligne \" & MATCH(tableFévrier[[#This Row],[Fusion]],tableOctobre[Fusion],0)+1,\"Non trouvé\")","v":"Non trouvé"},null,20750,null,20750]
["BAT08RC219","Laboratoire in process RDC","CURA287733","Joint de dilatation + résine au sol abimé","MC",null,"U200BATP","13U","550 100,00","3000-01-01",0,1,0,null,null,"BIOMED_ULIS",{"$error":"#NAME?"},{"$f":"IFERROR(\"Oui, à la ligne \" & MATCH(tableFévrier[[#This Row],[Fusion]],tableOctobre[Fusion],0)+1,\"Non trouvé\")","v":"Non trouvé"},null,20767,null,20767]
["PLACENTRI","Equipements centrifugation plasma","CURA287844","Assistance montage centri","CON",null,"U410","11U","550 674,00","3000-01-01",0,1,0,null,null,"BIOMED_ULIS",{"$error":"#NAME?"},{"$f":"IFERROR(\"Oui, à la ligne \" & MATCH(tableFévrier[[#This Row],[Fusion]],tableOctobre[Fusion],0)+1,\"Non trouvé\")","v":"Non trouvé"},null,20783,null,20783]
["NEP06ST06","Station NEP réacteurs Gamma","CURA287886","Défaut d'objet non prêt","MC",null,"U236NEP","11U","551 089,00","3000-01-01",0,1,0,null,null,"BIOMED_ULIS",{"$error":"#NAME?"},{"$f":"IFERROR(\"Oui, à la ligne \" & MATCH(tableFévrier[[#This Row],[Fusion]],tableOctobre[Fusion],0)+1,\"Non trouvé\")","v":"Non trouvé"},null,20799,null,20799]
["GAMEQUIP","Equipements communs gamma","CURA287939"," fuite canalplasma haut de GAMR009","MC",null,"U441","11U","551 129,00","3000-01-01",0,1,0,null,null,"BIOMED_ULIS",{"$error":"#NAME?"},{"$f":"IFERROR(\"Oui, à la ligne \" & MATCH(tableFévrier[[#This Row],[Fusion]],tableOctobre[Fusion],0)+1,\"Non trouvé\")","v":"Non trouvé"}]
["PLABATI509","Centrifugeuse plasma NS 509","CURA287977","Assistance montage et hauteur de turbine","MC",null,"U410","11U","552 770,00","3000-01-01",0,1,0,null,null,"BIOMED_ULIS",{"$error":"#NAME?"},{"$f":"IFERROR(\"Oui, à la ligne \" & MATCH(tableFévrier[[#This Row],[Fusion]],tableOctobre[Fusion],0)+1,\"Non trouvé\")","v":"Non trouvé"},null,20827,null,20827]
["DET0001","Réservoir refroidissement centris plasma","CURA287992","Vidange du calo pour refroidissment","MC",null,"U410","11U","552 789,00","3000-01-01",0,1,0,null,null,"BIOMED_ULIS",{"$error":"#NAME?"},{"$f":"IFERROR(\"Oui, à la ligne \" & MATCH(tableFévrier[[#This Row],[Fusion]],tableOctobre[Fusion],0)+1,\"Non trouvé\")","v":"Non trouvé"},null,20837,null,20837]
["ALBSCEL02","Soudeuse de poches MPVP albumine","CURA288068","Soudeuse HS","MC",null,"U440","11U","552 873,00","3000-01-01",0,1,0,null,null,"BIOMED_ULIS",{"$error":"#NAME?"},{"$f":"IFERROR(\"Oui, à la ligne \" & MATCH(tableFévrier[[#This Row],[Fusion]],tableOctobre[Fusion],0)+1,\"Non trouvé\")","v":"Non trouvé"},null,20855,null,20855]
["NEP06ST06","Station NEP réacteurs Gamma","CURA288100","Defaut objet non prêt","MC",null,"U236NEP","11U","552 911,00","3000-01-01",0,1,0,null,null,"BIOMED_ULIS",{"$error":"#NAME?"},{"$f":"IFERROR(\"Oui, à la ligne \" & MATCH(tableFévrier[[#This Row],[Fusion]],tableOctobre[Fusion],0)+1,\"Non trouvé\")","v":"Non trouvé"},null,20871,null,20871]
["ADEUF124","Skid UF1 Alfa1&2","CURA288146","Gaine cable alimentation skid détérioré","MC",null,"U421DEAE","11U","552 967,00","3000-01-01",0,1,0,null,null,"BIOMED_ULIS",{"$error":"#NAME?"},{"$f":"IFERROR(\"Oui, à la ligne \" & MATCH(tableFévrier[[#This Row],[Fusion]],tableOctobre[Fusion],0)+1,\"Non trouvé\")","v":"Non trouvé"},null,20885,null,20885]
["DCGPEL100","Ligne de découpe","CURA288219","Conduite d'installation","CON",null,"U411","11U","553 354,00","3000-01-01",0,1,0,null,null,"BIOMED_ULIS",{"$error":"#NAME?"},{"$f":"IFERROR(\"Oui, à la ligne \" & MATCH(tableFévrier[[#This Row],[Fusion]],tableOctobre[Fusion],0)+1,\"Non trouvé\")","v":"Non trouvé"},null,20900,null,20900]
["EPL2FL08","Hotte flux laminaire Type II","CURA288318","Vitesses non conforme","MC",null,"U406","10U","553 443,00","3000-01-01",0,1,0,null,null,"BIOMED_ULIS",{"$error":"#NAME?"},{"$f":"IFERROR(\"Oui, à la ligne \" & MATCH(tableFévrier[[#This Row],[Fusion]],tableOctobre[Fusion],0)+1,\"Non trouvé\")","v":"Non trouvé"},null,20916,null,20916]
["GAMR24","Cuve sortie filtre press","CURA288319","Défaut capteur niveau haut","MC",null,"U441","11U","553 444,00","3000-01-01",0,1,0,null,null,"BIOMED_ULIS",{"$error":"#NAME?"},{"$f":"IFERROR(\"Oui, à la ligne \" & MATCH(tableFévrier[[#This Row],[Fusion]],tableOctobre[Fusion],0)+1,\"Non trouvé\")","v":"Non trouvé"},null,20917,null,20917]
["GAMC22","Centrifugeuse n°2 gamma","CURA288366","Écroue pièce de guidage bloqué","MC",null,"U441","11U","553 569,00","3000-01-01",0,1,0,null,null,"BIOMED_ULIS",{"$error":"#NAME?"},{"$f":"IFERROR(\"Oui, à la ligne \" & MATCH(tableFévrier[[#This Row],[Fusion]],tableOctobre[Fusion],0)+1,\"Non trouvé\")","v":"Non trouvé"},null,20934,null,20934]
["NEP10ST10","Station de nettoyage en place n°10","CURA288403","Défaut niveau haut sous-station","MC",null,"U236NEP","11U","553 630,00","3000-01-01",0,1,0,null,null,"BIOMED_ULIS",{"$error":"#NAME?"},{"$f":"IFERROR(\"Oui, à la ligne \" & MATCH(tableFévrier[[#This Row],[Fusion]],tableOctobre[Fusion],0)+1,\"Non trouvé\")","v":"Non trouvé"}]
["UPILR03","Cuve double enveloppe 20 litres","CURA288459","Réparation éclairage d'une cuve double enveloppe zone 1279","MC",null,"U851","11U","553 713,00","3000-01-01",0,1,0,null,null,"BIOTECH_ULIS",{"$error":"#NAME?"},{"$f":"IFERROR(\"Oui, à la ligne \" & MATCH(tableFévrier[[#This Row],[Fusion]],tableOctobre[Fusion],0)+1,\"Non trouvé\")","v":"Non trouvé"},null,20960,null,20960]
["PLAELEV03","Elévateur pneumatique plasma n°3","U_MECA000062","Maintenance élévateur décong","MPS","MECA","U410","11U","558 942,00","2024-07-26",3,1,0,104,1,"BIOMED_ULIS",{"$error":"#NAME?"},{"$f":"IFERROR(\"Oui, à la ligne \" & MATCH(tableFévrier[[#This Row],[Fusion]],tableOctobre[Fusion],0)+1,\"Non trouvé\")","v":"Non trouvé"},null,20972,null,20972]
["RF34","Production fluide frigorigène pour PW3","U_FROID000054","Maintenance + Contrôle étanchéité","MPS","DEF","U222RF","10U","595 869,00","2024-03-09",3,1,1,52,1,"BIOMED_ULIS",{"$error":"#NAME?"},{"$f":"IFERROR(\"Oui, à la ligne \" & MATCH(tableFévrier[[#This Row],[Fusion]],tableOctobre[Fusion],0)+1,\"Non trouvé\")","v":"Non trouvé"},null,20988,null,20988]
["FIBR10","Cuve mobile FIBR10","CURA288584","Défaut d'agitation","MC","AR","U236NEP","11U","563 022,00","3000-01-01",0,1,0,null,null,"BIOMED_ULIS",{"$error":"#NAME?"},{"$f":"IFERROR(\"Oui, à la ligne \" & MATCH(tableFévrier[[#This Row],[Fusion]],tableOctobre[Fusion],0)+1,\"Non trouvé\")","v":"Non trouvé"},null,21003,null,21003]
["PLACMT57","Thermomètre cryoprécipité","CURA288630","Thermomètre décongélation","MC",null,"U410","11U","553 935,00","3000-01-01",0,1,0,null,null,"BIOMED_ULIS",{"$error":"#NAME?"},{"$f":"IFERROR(\"Oui, à la ligne \" & MATCH(tableFévrier[[#This Row],[Fusion]],tableOctobre[Fusion],0)+1,\"Non trouvé\")","v":"Non trouvé"},null,21016,null,21016]
["ADEPV123_117","Vanne  alimentation cuve UF","CURA288679","Defaut de vanne","MC",null,"U421DEAE","11U","554 106,00","3000-01-01",0,1,0,null,null,"BIOMED_ULIS",{"$error":"#NAME?"},{"$f":"IFERROR(\"Oui, à la ligne \" & MATCH(tableFévrier[[#This Row],[Fusion]],tableOctobre[Fusion],0)+1,\"Non trouvé\")","v":"Non trouvé"},null,21030,null,21030]
["PLABS02","Bac mise sous soude décongélation plasma","CURA288742","Entonnoir grillagé (cône) pour dissolution de la soude dans les bacs de trempage decong soudure cassée","MC",null,"U410","11U","554 189,00","3000-01-01",0,1,0,null,null,"BIOMED_ULIS",{"$error":"#NAME?"},{"$f":"IFERROR(\"Oui, à la ligne \" & MATCH(tableFévrier[[#This Row],[Fusion]],tableOctobre[Fusion],0)+1,\"Non trouvé\")","v":"Non trouvé"},null,21043,null,21043]
["ALBR08","Réacteur UF albumine UF2","CURA288781","Raz peson","MC",null,"U440","11U","554 359,00","3000-01-01",0,1,0,null,null,"BIOMED_ULIS",{"$error":"#NAME?"},{"$f":"IFERROR(\"Oui, à la ligne \" & MATCH(tableFévrier[[#This Row],[Fusion]],tableOctobre[Fusion],0)+1,\"Non trouvé\")","v":"Non trouvé"}]
["BAT04UDEC","Bâtiment 4 atelier UDECNEW","CURA288846","Defaut dispositif profisale","MC",null,"U200BATP","11U","554 436,00","3000-01-01",0,1,0,null,null,"BIOMED_ULIS",{"$error":"#NAME?"},{"$f":"IFERROR(\"Oui, à la ligne \" & MATCH(tableFévrier[[#This Row],[Fusion]],tableOctobre[Fusion],0)+1,\"Non trouvé\")","v":"Non trouvé"},null,21072,null,21072]
["BAT08ASC07","Ascenseur monte charges aile sud B8","CURA288892","2022 KONE : Travaux suite a visite réglementaire APAVE","MC",null,"U235BATU","13U","554 502,00","3000-01-01",0,1,0,null,null,"BIOMED_ULIS",{"$error":"#NAME?"},{"$f":"IFERROR(\"Oui, à la ligne \" & MATCH(tableFévrier[[#This Row],[Fusion]],tableOctobre[Fusion],0)+1,\"Non trouvé\")","v":"Non trouvé"},null,21084,null,21084]
["BAT11MGG","Bâtiment 11 partie magasin général","CURA288953","Peinture pour le marquage au magasin général","MC",null,"U200BATP","13U","554 571,00","3000-01-01",0,1,0,null,null,"BIOMED_ULIS",{"$error":"#NAME?"},{"$f":"IFERROR(\"Oui, à la ligne \" & MATCH(tableFévrier[[#This Row],[Fusion]],tableOctobre[Fusion],0)+1,\"Non trouvé\")","v":"Non trouvé"},null,21102,null,21102]
["DCGCONV01","Convoyeur SAS Déchets","CURA289025","La porte du SAS de la ligne de coupe ne s'ouvre pas","MC",null,"U411","11U","554 670,00","3000-01-01",0,1,0,null,null,"BIOMED_ULIS",{"$error":"#NAME?"},{"$f":"IFERROR(\"Oui, à la ligne \" & MATCH(tableFévrier[[#This Row],[Fusion]],tableOctobre[Fusion],0)+1,\"Non trouvé\")","v":"Non trouvé"},null,21118,null,21118]
["DCGCONV01","Convoyeur SAS Déchets","CURA289078","Impossible de terminer le vidage de ligne","MC",null,"U411","11U","554 727,00","3000-01-01",0,1,0,null,null,"BIOMED_ULIS",{"$error":"#NAME?"},{"$f":"IFERROR(\"Oui, à la ligne \" & MATCH(tableFévrier[[#This Row],[Fusion]],tableOctobre[Fusion],0)+1,\"Non trouvé\")","v":"Non trouvé"},null,21133,null,21133]
["DET0001","Réservoir refroidissement centris plasma","CURA289079","Vidange calo","MC",null,"U410","11U","554 728,00","3000-01-01",0,1,0,null,null,"BIOMED_ULIS",{"$error":"#NAME?"},{"$f":"IFERROR(\"Oui, à la ligne \" & MATCH(tableFévrier[[#This Row],[Fusion]],tableOctobre[Fusion],0)+1,\"Non trouvé\")","v":"Non trouvé"},null,21134,null,21134]
["FIBP1400","Pompe péristalt. alimentation FIBC1400","CURA289159","Fuite","MC",null,"U411","11U","554 826,00","3000-01-01",0,1,0,null,null,"BIOMED_ULIS",{"$error":"#NAME?"},{"$f":"IFERROR(\"Oui, à la ligne \" & MATCH(tableFévrier[[#This Row],[Fusion]],tableOctobre[Fusion],0)+1,\"Non trouvé\")","v":"Non trouvé"},null,21149,null,21149]
["ALBCP05","Pompe alimentation FP TIV","CURA289233","Remplacement de la pompe suite aux particules trouvés dans le FP","MC",null,"U440","11U","554 951,00","3000-01-01",0,1,0,null,null,"BIOMED_ULIS",{"$error":"#NAME?"},{"$f":"IFERROR(\"Oui, à la ligne \" & MATCH(tableFévrier[[#This Row],[Fusion]],tableOctobre[Fusion],0)+1,\"Non trouvé\")","v":"Non trouvé"},null,21163,null,21163]
["BAT08RC204","SAS Déchets  ADEAE","CURA289298","8RC204  support, retouches, silicone, reprises plinthes, peinture écaillée","MC",null,"U200BATP","13U","555 231,00","3000-01-01",0,1,0,null,null,"BIOMED_ULIS",{"$error":"#NAME?"},{"$f":"IFERROR(\"Oui, à la ligne \" & MATCH(tableFévrier[[#This Row],[Fusion]],tableOctobre[Fusion],0)+1,\"Non trouvé\")","v":"Non trouvé"},null,21180,null,21180]
["BAT08RC218","Local Stockage matériel ADEAE","CURA289333","08RC218 Impact sol","MC",null,"U200BATP","13U","555 282,00","3000-01-01",0,1,0,null,null,"BIOMED_ULIS",{"$error":"#NAME?"},{"$f":"IFERROR(\"Oui, à la ligne \" & MATCH(tableFévrier[[#This Row],[Fusion]],tableOctobre[Fusion],0)+1,\"Non trouvé\")","v":"Non trouvé"},null,21196,null,21196]
["ADECMW005","Balance mettler 600kg/0,05kg n°3168949","CURA289352"," 8 RC210 Passivation balance  ADECMW005","MC",null,"U421DEAE","11U","555 302,00","3000-01-01",0,1,0,null,null,"BIOMED_ULIS",{"$error":"#NAME?"},{"$f":"IFERROR(\"Oui, à la ligne \" & MATCH(tableFévrier[[#This Row],[Fusion]],tableOctobre[Fusion],0)+1,\"Non trouvé\")","v":"Non trouvé"},null,21213]
["ADEBOA005","Cable N°5 d'alimentation électrique cuve mobile","CURA289373","8RC224 Câbles du BOA  ADEBOA005 dénudés","MC",null,"U421DEAE","11U","555 322,00","3000-01-01",0,1,0,null,null,"BIOMED_ULIS",{"$error":"#NAME?"},{"$f":"IFERROR(\"Oui, à la ligne \" & MATCH(tableFévrier[[#This Row],[Fusion]],tableOctobre[Fusion],0)+1,\"Non trouvé\")","v":"Non trouvé"},null,21230,null,21230]
["CIP01ST01","Station CIP n°1 Fibrinogéne","CURA289407","Trace d'eau au sol","MC",null,"U236NEP","11U","555 378,00","3000-01-01",0,1,0,null,null,"BIOMED_ULIS",{"$error":"#NAME?"},{"$f":"IFERROR(\"Oui, à la ligne \" & MATCH(tableFévrier[[#This Row],[Fusion]],tableOctobre[Fusion],0)+1,\"Non trouvé\")","v":"Non trouvé"},null,21247,null,21247]
["BAT08RC52","Pièce bâtiment 8RC52","CURA289434","8RC52 Silicone tablette ONET","MC",null,"U200BATP","13U","555 431,00","3000-01-01",0,1,0,null,null,"BIOMED_ULIS",{"$error":"#NAME?"},{"$f":"IFERROR(\"Oui, à la ligne \" & MATCH(tableFévrier[[#This Row],[Fusion]],tableOctobre[Fusion],0)+1,\"Non trouvé\")","v":"Non trouvé"},null,21264,null,21264]
["BAT08RC143","Sas de désinfection pour entrée/sortie matériel PMML","CURA289458","8RC143 Reprise sol joint de dilatation + impacts devant les congélateur","MC",null,"U200BATP","13U","555 468,00","3000-01-01",0,1,0,null,null,"BIOMED_ULIS",{"$error":"#NAME?"},{"$f":"IFERROR(\"Oui, à la ligne \" & MATCH(tableFévrier[[#This Row],[Fusion]],tableOctobre[Fusion],0)+1,\"Non trouvé\")","v":"Non trouvé"},null,21278,null,21278]
["BAT08RC61","Local de conditionnement secondaire et pesée back-up","CURA289483","8RC62 Porte à changer, Impacts sol, 2eme porte a changer, Peinture","MC",null,"U200BATP","13U","555 515,00","3000-01-01",0,1,0,null,null,"BIOMED_ULIS",{"$error":"#NAME?"},{"$f":"IFERROR(\"Oui, à la ligne \" & MATCH(tableFévrier[[#This Row],[Fusion]],tableOctobre[Fusion],0)+1,\"Non trouvé\")","v":"Non trouvé"},null,21295,null,21295]
["GAMCUVERIE","Equipements cuverie gamma","U_GAMM000001","Validation gamme de maintenance","SER","AUTR","U441","14U","555 588,00","3000-01-01",0,1,0,null,null,"BIOMED_ULIS",{"$error":"#NAME?"},{"$f":"IFERROR(\"Oui, à la ligne \" & MATCH(tableFévrier[[#This Row],[Fusion]],tableOctobre[Fusion],0)+1,\"Non trouvé\")","v":"Non trouvé"},null,21312,null,21312]
["BAT08RC62","Atelier cuverie albumine/immunoglobuline","CURA289560","8RC62 Caches prises à changer","MC",null,"U200BATP","10U","555 716,00","3000-01-01",0,1,0,null,null,"BIOMED_ULIS",{"$error":"#NAME?"},{"$f":"IFERROR(\"Oui, à la ligne \" & MATCH(tableFévrier[[#This Row],[Fusion]],tableOctobre[Fusion],0)+1,\"Non trouvé\")","v":"Non trouvé"},null,21328,null,21328]
["BAT01SS28","Atelier découpe des poches plasma","CURA289577","Bache poste de coupe déchirée en 1SS28","MC",null,"U200BATP","13U","555 733,00","3000-01-01",0,1,0,null,null,"BIOMED_ULIS",{"$error":"#NAME?"},{"$f":"IFERROR(\"Oui, à la ligne \" & MATCH(tableFévrier[[#This Row],[Fusion]],tableOctobre[Fusion],0)+1,\"Non trouvé\")","v":"Non trouvé"},null,21345,null,21345]
["BAT01SS41","Sas sortie déchets décongélation","CURA289582","1ss41 Reprises fixation plots et vis rouillées","MC",null,"U200BATP","13U","555 740,00","3000-01-01",0,1,0,null,null,"BIOMED_ULIS",{"$error":"#NAME?"},{"$f":"IFERROR(\"Oui, à la ligne \" & MATCH(tableFévrier[[#This Row],[Fusion]],tableOctobre[Fusion],0)+1,\"Non trouvé\")","v":"Non trouvé"},null,21350,null,21350]
["PLAELEV03","Elévateur pneumatique plasma n°3","CURA289662","Raccord pneumatique hs","MC",null,"U410","11U","556 234,00","3000-01-01",0,1,0,null,null,"BIOMED_ULIS",{"$error":"#NAME?"},{"$f":"IFERROR(\"Oui, à la ligne \" & MATCH(tableFévrier[[#This Row],[Fusion]],tableOctobre[Fusion],0)+1,\"Non trouvé\")","v":"Non trouvé"},null,21373,null,21373]
["NEP04ST04","Station NEP réacteurs + UF Albumine","CURA289663","Défaut objet non près","MC",null,"U236NEP","11U","556 953,00","3000-01-01",0,1,0,null,null,"BIOMED_ULIS",{"$error":"#NAME?"},{"$f":"IFERROR(\"Oui, à la ligne \" & MATCH(tableFévrier[[#This Row],[Fusion]],tableOctobre[Fusion],0)+1,\"Non trouvé\")","v":"Non trouvé"},null,21374,null,21374]
["GAMFP01","Filtre presse gamma","CURA289685","Autorisation ouverture vérin","MC",null,"U441","11U","556 258,00","3000-01-01",0,1,0,null,null,"BIOMED_ULIS",{"$error":"#NAME?"},{"$f":"IFERROR(\"Oui, à la ligne \" & MATCH(tableFévrier[[#This Row],[Fusion]],tableOctobre[Fusion],0)+1,\"Non trouvé\")","v":"Non trouvé"},null,21390,null,21390]
["BAT01SS32","Laverie propre plasma","CURA289704","1SS32 Contour porte, Silicone,","MC",null,"U200BATP","13U","556 278,00","3000-01-01",0,1,0,null,null,"BIOMED_ULIS",{"$error":"#NAME?"},{"$f":"IFERROR(\"Oui, à la ligne \" & MATCH(tableFévrier[[#This Row],[Fusion]],tableOctobre[Fusion],0)+1,\"Non trouvé\")","v":"Non trouvé"},null,21404,null,21404]
["MGPCF12","Chambre froide n°12(2bis) stockage -40°C","CURA289739","Urgent néon sur le point de tombé","MC",null,"U406","10U","556 305,00","3000-01-01",0,1,0,null,null,"BIOMED_ULIS",{"$error":"#NAME?"},{"$f":"IFERROR(\"Oui, à la ligne \" & MATCH(tableFévrier[[#This Row],[Fusion]],tableOctobre[Fusion],0)+1,\"Non trouvé\")","v":"Non trouvé"},null,21420,null,21420]
["WFISBD105","Ss boucle FP T I+II+III et laverie 8RC71","CURA289763","Demande d'eau chaude","MC",null,"U236WFI","11U","556 347,00","3000-01-01",0,1,0,null,null,"BIOMED_ULIS",{"$error":"#NAME?"},{"$f":"IFERROR(\"Oui, à la ligne \" & MATCH(tableFévrier[[#This Row],[Fusion]],tableOctobre[Fusion],0)+1,\"Non trouvé\")","v":"Non trouvé"},null,21436,null,21436]
["ADELAV06","Aspirateur Nilfisk n°3510164000187","CURA289830","Aspirateur à eau ADELAV06 H.S","MC",null,"U421DEAE","13U","556 457,00","3000-01-01",0,1,0,null,null,"BIOMED_ULIS",{"$error":"#NAME?"},{"$f":"IFERROR(\"Oui, à la ligne \" & MATCH(tableFévrier[[#This Row],[Fusion]],tableOctobre[Fusion],0)+1,\"Non trouvé\")","v":"Non trouvé"},null,21452,null,21452]
["BAT08RC219","Laboratoire in process RDC","CURA289881","Eclairage au plafond","MC",null,"U200BATP","10U","556 522,00","3000-01-01",0,1,0,null,null,"BIOMED_ULIS",{"$error":"#NAME?"},{"$f":"IFERROR(\"Oui, à la ligne \" & MATCH(tableFévrier[[#This Row],[Fusion]],tableOctobre[Fusion],0)+1,\"Non trouvé\")","v":"Non trouvé"},null,21468,null,21468]
["GAMR42","Réacteur 15m3 n°42","CURA289906","Contrôle suite particules","MC",null,"U441","11U","556 564,00","3000-01-01",0,1,0,null,null,"BIOMED_ULIS",{"$error":"#NAME?"},{"$f":"IFERROR(\"Oui, à la ligne \" & MATCH(tableFévrier[[#This Row],[Fusion]],tableOctobre[Fusion],0)+1,\"Non trouvé\")","v":"Non trouvé"},null,21485,null,21485]
["BAT08PTA48","Porte auto coulis. Diva 1 V. 8RC141/8RC142","CURA289965","8RC142 joint d'encadrement de la porte coulissante décollé","MC",null,"U200BATP","13U","556 634,00","3000-01-01",0,1,0,null,null,"BIOMED_ULIS",{"$error":"#NAME?"},{"$f":"IFERROR(\"Oui, à la ligne \" & MATCH(tableFévrier[[#This Row],[Fusion]],tableOctobre[Fusion],0)+1,\"Non trouvé\")","v":"Non trouvé"},null,21501,null,21501]
["BAT08","Bâtiment 8 de production","CURA289992","Palan basculé","MC",null,"U200BATP","11U","556 687,00","3000-01-01",0,1,0,null,null,"BIOMED_ULIS",{"$error":"#NAME?"},{"$f":"IFERROR(\"Oui, à la ligne \" & MATCH(tableFévrier[[#This Row],[Fusion]],tableOctobre[Fusion],0)+1,\"Non trouvé\")","v":"Non trouvé"},null,21516,null,21516]
["AC70CL06","Climatiseur pièce 1317","CURA290044","Climatiseur pièce 1317 en erreur  Code erreur : U4\"\"","MC",null,"U222AC","10U","556 737,00","3000-01-01",0,1,0,null,null,"BIOMED_ULIS",{"$error":"#NAME?"},{"$f":"IFERROR(\"Oui, à la ligne \" & MATCH(tableFévrier[[#This Row],[Fusion]],tableOctobre[Fusion],0)+1,\"Non trouvé\")","v":"Non trouvé"},null,21532,null,21532]
["NEP07ST07","Station NEP laverie Gamma","CURA290124","Défaut conductivité haute","MC",null,"U236NEP","11U","556 824,00","3000-01-01",0,1,0,null,null,"BIOMED_ULIS",{"$error":"#NAME?"},{"$f":"IFERROR(\"Oui, à la ligne \" & MATCH(tableFévrier[[#This Row],[Fusion]],tableOctobre[Fusion],0)+1,\"Non trouvé\")","v":"Non trouvé"},null,21546,null,21546]
["BAT01SS31","Atelier broyage plasma","CURA290154","1SS31 Ailettes de la grille à remettre à l'initial","MC",null,"U200BATP","10U","556 855,00","3000-01-01",0,1,0,null,null,"BIOMED_ULIS",{"$error":"#NAME?"},{"$f":"IFERROR(\"Oui, à la ligne \" & MATCH(tableFévrier[[#This Row],[Fusion]],tableOctobre[Fusion],0)+1,\"Non trouvé\")","v":"Non trouvé"},null,21562,null,21562]
["GW1ETV07","Vanne régulation 3 voies échan. DEHEX01","U_MECA000242","Remplacement vanne 3 voies","MPS","MECA","U222GW","11U",null,"2027-07-30",3,1,0,"1 825,00",0,"BIOMED_ULIS",{"$error":"#NAME?"},{"$f":"IFERROR(\"Oui, à la ligne \" & MATCH(tableFévrier[[#This Row],[Fusion]],tableOctobre[Fusion],0)+1,\"Non trouvé\")","v":"Non trouvé"},null,21578,null,21578]
["NEP06ST06","Station NEP réacteurs Gamma","CURA290221","Fuite en pièce 8RC100","MC",null,"U236NEP","11U","556 924,00","3000-01-01",0,1,0,null,null,"BIOMED_ULIS",{"$error":"#NAME?"},{"$f":"IFERROR(\"Oui, à la ligne \" & MATCH(tableFévrier[[#This Row],[Fusion]],tableOctobre[Fusion],0)+1,\"Non trouvé\")","v":"Non trouvé"},null,21594,null,21594]
["PLABATI509","Centrifugeuse plasma NS 509","CURA290235","Fourniture de joint","MC",null,"U410","11U","556 945,00","3000-01-01",0,1,0,null,null,"BIOMED_ULIS",{"$error":"#NAME?"},{"$f":"IFERROR(\"Oui, à la ligne \" & MATCH(tableFévrier[[#This Row],[Fusion]],tableOctobre[Fusion],0)+1,\"Non trouvé\")","v":"Non trouvé"},null,21602,null,21602]
["MCBAPL010","Applicateur Biocontact n°1841-20","CURA290262","Problème au niveau de l'application et la jupe n'est pas en contact avec la surface","MC",null,"U640MCB","21U","556 984,00","3000-01-01",0,1,0,null,null,"BIOMED_ULIS",{"$error":"#NAME?"},{"$f":"IFERROR(\"Oui, à la ligne \" & MATCH(tableFévrier[[#This Row],[Fusion]],tableOctobre[Fusion],0)+1,\"Non trouvé\")","v":"Non trouvé"},null,21609,null,21609]
["RF14EVA02","Evaporateur couloir cf n°13 - 40°C","CURA290288","Dégivrage du caisson","SER",null,"U222RF","10U","557 014,00","3000-01-01",0,1,0,null,null,"BIOMED_ULIS",{"$error":"#NAME?"},{"$f":"IFERROR(\"Oui, à la ligne \" & MATCH(tableFévrier[[#This Row],[Fusion]],tableOctobre[Fusion],0)+1,\"Non trouvé\")","v":"Non trouvé"},null,21622,null,21622]
["CRDCF1250","Chambre froide -35°C pièce 1250","CURA290349","Température haute","MC",null,"U851","11U","557 107,00","3000-01-01",0,1,0,null,null,"BIOTECH_ULIS",{"$error":"#NAME?"},{"$f":"IFERROR(\"Oui, à la ligne \" & MATCH(tableFévrier[[#This Row],[Fusion]],tableOctobre[Fusion],0)+1,\"Non trouvé\")","v":"Non trouvé"},null,21637,null,21637]
["CRDCF1250","Chambre froide -35°C pièce 1250","CURA290413","Défaut récurent seuil haut","MC",null,"U851","11U","557 445,00","3000-01-01",0,1,0,null,null,"BIOTECH_ULIS",{"$error":"#NAME?"},{"$f":"IFERROR(\"Oui, à la ligne \" & MATCH(tableFévrier[[#This Row],[Fusion]],tableOctobre[Fusion],0)+1,\"Non trouvé\")","v":"Non trouvé"},null,21652,null,21652]
["ALBR21","Cuve ajustement UF2","CURA290477","Disque de rupture Hs","MC",null,"U440","11U","557 523,00","3000-01-01",0,1,0,null,null,"BIOMED_ULIS",{"$error":"#NAME?"},{"$f":"IFERROR(\"Oui, à la ligne \" & MATCH(tableFévrier[[#This Row],[Fusion]],tableOctobre[Fusion],0)+1,\"Non trouvé\")","v":"Non trouvé"}]
["BAT08RC105","Pièce de stockage matériel","CURA290528","8RC106 et 8RC105 Plots à refixer et Reprise contour de la porte accès 8RC105","MC",null,"U200BATP","13U","557 562,00","3000-01-01",0,1,0,null,null,"BIOMED_ULIS",{"$error":"#NAME?"},{"$f":"IFERROR(\"Oui, à la ligne \" & MATCH(tableFévrier[[#This Row],[Fusion]],tableOctobre[Fusion],0)+1,\"Non trouvé\")","v":"Non trouvé"},null,21678,null,21678]
["AC17CE02","Extracteur Process (ATEX)15 0000m3/h en marche normale et 25 000m3/h en mode dégradé ( En terrasse )","U_CLIM000205","Maintenance extraction / ventilation","MPS","CLIM","U222AC","10U","603 146,00","2024-07-12",3,1,0,52,1,"BIOMED_ULIS",{"$error":"#NAME?"},{"$f":"IFERROR(\"Oui, à la ligne \" & MATCH(tableFévrier[[#This Row],[Fusion]],tableOctobre[Fusion],0)+1,\"Non trouvé\")","v":"Non trouvé"},null,21695,null,21695]
["AC06CMP04","Affichage Pression roue Air Soufflé","U_METR000015","Vérification PERIODIQUE pression","MPS","METR","U222AC","10U","603 172,00","2024-07-14",3,1,0,365,0,"BIOMED_ULIS",{"$error":"#NAME?"},{"$f":"IFERROR(\"Oui, à la ligne \" & MATCH(tableFévrier[[#This Row],[Fusion]],tableOctobre[Fusion],0)+1,\"Non trouvé\")","v":"Non trouvé"},null,21712,null,21712]
["NEP10ST10","Station de nettoyage en place n°10","CURA290706","Défaut conductivité","MC",null,"U236NEP","11U","558 128,00","3000-01-01",0,1,0,null,null,"BIOMED_ULIS",{"$f":"_xlfn.TEXTJOIN(\"\",TRUE,A21890:D21890,H21890,N21890)","v":{"$error":"#NAME?"}},{"$f":"IFERROR(\"Oui, à la ligne \" & MATCH(tableFévrier[[#This Row],[Fusion]],tableOctobre[Fusion],0)+1,\"Non trouvé\")","v":"Non trouvé"}]
["PLABOL267","Bol de centri BKA28 N°267","CURA290761","Démontage et nettoyage de la double enveloppe","MC",null,"U410","11U","562 604,00","3000-01-01",0,1,0,null,null,"BIOMED_ULIS",{"$error":"#NAME?"},{"$f":"IFERROR(\"Oui, à la ligne \" & MATCH(tableFévrier[[#This Row],[Fusion]],tableOctobre[Fusion],0)+1,\"Non trouvé\")","v":"Non trouvé"},null,21739,null,21739]
["GAMBOL287","Bol de centri BKA45 n°287","CURA290837","Démontage, nettoyage et remontage de la double enveloppe","MC",null,"U441","11U","558 547,00","3000-01-01",0,1,0,null,null,"BIOMED_ULIS",{"$error":"#NAME?"},{"$f":"IFERROR(\"Oui, à la ligne \" & MATCH(tableFévrier[[#This Row],[Fusion]],tableOctobre[Fusion],0)+1,\"Non trouvé\")","v":"Non trouvé"},null,21753,null,21753]
["RF02","Prod. froid éthanol et R&D GW8 et GW11","CURA290905","Coupure HP sur comp 01","MC",null,"U222GW","10U","558 683,00","3000-01-01",0,1,0,null,null,"BIOMED_ULIS",{"$error":"#NAME?"},{"$f":"IFERROR(\"Oui, à la ligne \" & MATCH(tableFévrier[[#This Row],[Fusion]],tableOctobre[Fusion],0)+1,\"Non trouvé\")","v":"Non trouvé"},null,21768,null,21768]
["BAT08RC142","Local préparation tampons","CURA290965","8RC142 : Remonter les portants balais","MC",null,"U200BATP","13U","559 594,00","3000-01-01",0,1,0,null,null,"BIOMED_ULIS",{"$error":"#NAME?"},{"$f":"IFERROR(\"Oui, à la ligne \" & MATCH(tableFévrier[[#This Row],[Fusion]],tableOctobre[Fusion],0)+1,\"Non trouvé\")","v":"Non trouvé"},null,21784,null,21784]
["NEP07ST07","Station NEP laverie Gamma","CURA291021","Fuite","MC",null,"U236NEP","11U","559 933,00","3000-01-01",0,1,0,null,null,"BIOMED_ULIS",{"$error":"#NAME?"},{"$f":"IFERROR(\"Oui, à la ligne \" & MATCH(tableFévrier[[#This Row],[Fusion]],tableOctobre[Fusion],0)+1,\"Non trouvé\")","v":"Non trouvé"},null,21800,null,21800]
["PLABATI509","Centrifugeuse plasma NS 509","CURA291098","Vérification turbine et hauteur de bol suite a turbine frottée","MC",null,"U410","11U","560 090,00","3000-01-01",0,1,0,null,null,"BIOMED_ULIS",{"$error":"#NAME?"},{"$f":"IFERROR(\"Oui, à la ligne \" & MATCH(tableFévrier[[#This Row],[Fusion]],tableOctobre[Fusion],0)+1,\"Non trouvé\")","v":"Non trouvé"},null,21815,null,21815]
["BAT11MGG","Bâtiment 11 partie magasin général","CURA291119","Resserré la protection du rideau en 15° 25°","MC",null,"U200BATP","13U","560 112,00","3000-01-01",0,1,0,null,null,"BIOMED_ULIS",{"$error":"#NAME?"},{"$f":"IFERROR(\"Oui, à la ligne \" & MATCH(tableFévrier[[#This Row],[Fusion]],tableOctobre[Fusion],0)+1,\"Non trouvé\")","v":"Non trouvé"},null,21832,null,21832]
["BATUSINE","Bâtiments communs","CURA291138","Formation Gestion des entreprises extérieures\"\"","FORM",null,"U235BATU","10U","560 123,00","3000-01-01",0,1,0,null,null,"BIOMED_ULIS",{"$error":"#NAME?"},{"$f":"IFERROR(\"Oui, à la ligne \" & MATCH(tableFévrier[[#This Row],[Fusion]],tableOctobre[Fusion],0)+1,\"Non trouvé\")","v":"Non trouvé"},null,21833,null,21833]
["GAMR010","Réacteur n°10 fractionnement gamma","CURA291157","Démontage et contrôle de l'état du lèche paroi","MC",null,"U441","11U","560 148,00","3000-01-01",0,1,0,null,null,"BIOMED_ULIS",{"$error":"#NAME?"},{"$f":"IFERROR(\"Oui, à la ligne \" & MATCH(tableFévrier[[#This Row],[Fusion]],tableOctobre[Fusion],0)+1,\"Non trouvé\")","v":"Non trouvé"},null,21845,null,21845]
["NEP06ST06","Station NEP réacteurs Gamma","CURA291184","Défaut contrôle conductivité au pas acide","MC",null,"U236NEP","11U","560 190,00","3000-01-01",0,1,0,null,null,"BIOMED_ULIS",{"$error":"#NAME?"},{"$f":"IFERROR(\"Oui, à la ligne \" & MATCH(tableFévrier[[#This Row],[Fusion]],tableOctobre[Fusion],0)+1,\"Non trouvé\")","v":"Non trouvé"},null,21861,null,21861]
["ADECMT124_066","Aff. enreg. temp cuve mobile ADEUF124","CURA291217","Câble raccord de connection abimé","MC",null,"U421DEAE","11U","560 495,00","3000-01-01",0,1,0,null,null,"BIOMED_ULIS",{"$error":"#NAME?"},{"$f":"IFERROR(\"Oui, à la ligne \" & MATCH(tableFévrier[[#This Row],[Fusion]],tableOctobre[Fusion],0)+1,\"Non trouvé\")","v":"Non trouvé"},null,21878,null,21878]
["ADETRP01","Transpalette peseur 2000 kg / 0.5kg","CURA291249","Le transpalette peseur ADETRP01 a des difficultés pour descendre les charges une fois lever.","MC",null,"U421DEAE","62U","560 524,00","3000-01-01",0,1,0,null,null,"BIOMED_ULIS",{"$error":"#NAME?"},{"$f":"IFERROR(\"Oui, à la ligne \" & MATCH(tableFévrier[[#This Row],[Fusion]],tableOctobre[Fusion],0)+1,\"Non trouvé\")","v":"Non trouvé"},null,21893,null,21893]
["BAT08","Bâtiment 8 de production","CURA291284","Déplacement support extincteur","MC",null,"U200BATP","13U","560 581,00","3000-01-01",0,1,0,null,null,"BIOMED_ULIS",{"$error":"#NAME?"},{"$f":"IFERROR(\"Oui, à la ligne \" & MATCH(tableFévrier[[#This Row],[Fusion]],tableOctobre[Fusion],0)+1,\"Non trouvé\")","v":"Non trouvé"},null,21908,null,21908]
["GAMR007","Réacteur n°07 fractionnement gamma","CURA291306","Raz peson","MC",null,"U441","11U","560 606,00","3000-01-01",0,1,0,null,null,"BIOMED_ULIS",{"$error":"#NAME?"},{"$f":"IFERROR(\"Oui, à la ligne \" & MATCH(tableFévrier[[#This Row],[Fusion]],tableOctobre[Fusion],0)+1,\"Non trouvé\")","v":"Non trouvé"},null,21923,null,21923]
["BAT08CDP","Bâtiment 8 centrale de pesée","CURA291361","Passage de câble informatique détérioré en centrale de pesée","MC",null,"U200BATP","13U","560 832,00","3000-01-01",0,1,0,null,null,"BIOMED_ULIS",{"$error":"#NAME?"},{"$f":"IFERROR(\"Oui, à la ligne \" & MATCH(tableFévrier[[#This Row],[Fusion]],tableOctobre[Fusion],0)+1,\"Non trouvé\")","v":"Non trouvé"},null,21938,null,21938]
["GW5","Boucle n°1 de distrib eau glycolée +20°C","CURA291408","Assistance société exterieur","MC",null,"U222GW","11U","560 879,00","3000-01-01",0,1,0,null,null,"BIOMED_ULIS",{"$error":"#NAME?"},{"$f":"IFERROR(\"Oui, à la ligne \" & MATCH(tableFévrier[[#This Row],[Fusion]],tableOctobre[Fusion],0)+1,\"Non trouvé\")","v":"Non trouvé"},null,21951,null,21951]
["ACCL80","Climatisation local 2RC41","CURA291470","Installation en défaut U0","MC",null,"U222AC","10U","560 960,00","3000-01-01",0,1,0,null,null,"BIOMED_ULIS",{"$error":"#NAME?"},{"$f":"IFERROR(\"Oui, à la ligne \" & MATCH(tableFévrier[[#This Row],[Fusion]],tableOctobre[Fusion],0)+1,\"Non trouvé\")","v":"Non trouvé"},null,21966,null,21966]
["PW31","Prod. Eau purifiée ORION n°1","CURA291544","Défaut AIT26","MC",null,"U222PW","11U","592 557,00","3000-01-01",0,1,0,null,null,"BIOMED_ULIS",{"$error":"#NAME?"},{"$f":"IFERROR(\"Oui, à la ligne \" & MATCH(tableFévrier[[#This Row],[Fusion]],tableOctobre[Fusion],0)+1,\"Non trouvé\")","v":"Non trouvé"},null,21980,null,21980]
["MGPCF12","Chambre froide n°12(2bis) stockage -40°C","CURA291642","2022: Travaux suite a vérification réglementaire racks","MC",null,"U406","13U","561 152,00","3000-01-01",0,1,0,null,null,"BIOMED_ULIS",{"$error":"#NAME?"},{"$f":"IFERROR(\"Oui, à la ligne \" & MATCH(tableFévrier[[#This Row],[Fusion]],tableOctobre[Fusion],0)+1,\"Non trouvé\")","v":"Non trouvé"},null,21994,null,21994]
["BAT01SS23","Pièce bâtiment 1SS23","CURA291684","Grattage de peinture écaillé dans tunnel de déconge","MC",null,"U235BATU","13U","561 296,00","3000-01-01",0,1,0,null,null,"BIOMED_ULIS",{"$error":"#NAME?"},{"$f":"IFERROR(\"Oui, à la ligne \" & MATCH(tableFévrier[[#This Row],[Fusion]],tableOctobre[Fusion],0)+1,\"Non trouvé\")","v":"Non trouvé"},null,22010,null,22010]
["BAT08RC142","Local préparation tampons","CURA291707","8RC142 Armoire électrique demande WFI abimée","MC",null,"U200BATP","10U","561 315,00","3000-01-01",0,1,0,null,null,"BIOMED_ULIS",{"$error":"#NAME?"},{"$f":"IFERROR(\"Oui, à la ligne \" & MATCH(tableFévrier[[#This Row],[Fusion]],tableOctobre[Fusion],0)+1,\"Non trouvé\")","v":"Non trouvé"},null,22027,null,22027]
["BAT08RC104","Atelier  FP immunoglobuline","CURA291748","8RC104 Refaire les étiquettes Lumière local\" et \"Porte vers local\"\"","MC",null,"U200BATP","14U",null,"2022-07-31",0,1,0,null,null,"BIOMED_ULIS",{"$error":"#NAME?"},{"$f":"IFERROR(\"Oui, à la ligne \" & MATCH(tableFévrier[[#This Row],[Fusion]],tableOctobre[Fusion],0)+1,\"Non trouvé\")","v":"Non trouvé"},null,22043,null,22043]
["DCGPEL100","Ligne de découpe","CURA291795","Alimentation contrôleur staubli robot 1","MC",null,"U411","12U","561 601,00","3000-01-01",0,1,0,null,null,"BIOMED_ULIS",{"$error":"#NAME?"},{"$f":"IFERROR(\"Oui, à la ligne \" & MATCH(tableFévrier[[#This Row],[Fusion]],tableOctobre[Fusion],0)+1,\"Non trouvé\")","v":"Non trouvé"},null,22057,null,22057]
["IS1CHD01","Chaudière vapeur PMS 12 bars 4,5 MWatts","CURA291806","Fuite au niveau du raccord pressostat de sécurité pression.","MC",null,"U222IS","10U","561 615,00","3000-01-01",0,1,0,null,null,"BIOMED_ULIS",{"$error":"#NAME?"},{"$f":"IFERROR(\"Oui, à la ligne \" & MATCH(tableFévrier[[#This Row],[Fusion]],tableOctobre[Fusion],0)+1,\"Non trouvé\")","v":"Non trouvé"},null,22058,null,22058]
["BAT08SS15","Local production eau PPI et CIP","CURA291834","Remplacement de néons","MPC",null,"U200BATP","10U","561 654,00","3000-01-01",0,1,0,null,null,"BIOMED_ULIS",{"$error":"#NAME?"},{"$f":"IFERROR(\"Oui, à la ligne \" & MATCH(tableFévrier[[#This Row],[Fusion]],tableOctobre[Fusion],0)+1,\"Non trouvé\")","v":"Non trouvé"},null,22070,null,22070]
["ADEUF123","Skid UFAlbumine","CURA291879","Défaut vannes","MC",null,"U421DEAE","11U","561 704,00","3000-01-01",0,1,0,null,null,"BIOMED_ULIS",{"$error":"#NAME?"},{"$f":"IFERROR(\"Oui, à la ligne \" & MATCH(tableFévrier[[#This Row],[Fusion]],tableOctobre[Fusion],0)+1,\"Non trouvé\")","v":"Non trouvé"},null,22084,null,22084]
["NEP05ST05","Station NEP laverie Albumine","CURA291902","Défaut manque solution en lavage","MC",null,"U236NEP","11U","561 727,00","3000-01-01",0,1,0,null,null,"BIOMED_ULIS",{"$error":"#NAME?"},{"$f":"IFERROR(\"Oui, à la ligne \" & MATCH(tableFévrier[[#This Row],[Fusion]],tableOctobre[Fusion],0)+1,\"Non trouvé\")","v":"Non trouvé"},null,22098,null,22098]
["UPILCMT08","Enreg T° voie 4 UPILUR02","CURA291921","Réparations sur sonde de température Jumo PT100","MC",null,"U851","10U","561 752,00","3000-01-01",0,1,0,null,null,"BIOTECH_ULIS",{"$error":"#NAME?"},{"$f":"IFERROR(\"Oui, à la ligne \" & MATCH(tableFévrier[[#This Row],[Fusion]],tableOctobre[Fusion],0)+1,\"Non trouvé\")","v":"Non trouvé"},null,22106,null,22106]
["FIBR1700","Cuve de remise en suspension pâte T1","CURA292045","Déverrouillage ouverture trou d'homme","MC",null,"U411","11U","561 975,00","3000-01-01",0,1,0,null,null,"BIOMED_ULIS",{"$error":"#NAME?"},{"$f":"IFERROR(\"Oui, à la ligne \" & MATCH(tableFévrier[[#This Row],[Fusion]],tableOctobre[Fusion],0)+1,\"Non trouvé\")","v":"Non trouvé"},null,22122,null,22122]
["NEP","Centrale de nettoyage en place","CURA292141","Inventaire Flexible sur les stations NEP","MC",null,"U236NEP","11U","562 087,00","3000-01-01",0,1,0,null,null,"BIOMED_ULIS",{"$error":"#NAME?"},{"$f":"IFERROR(\"Oui, à la ligne \" & MATCH(tableFévrier[[#This Row],[Fusion]],tableOctobre[Fusion],0)+1,\"Non trouvé\")","v":"Non trouvé"},null,22137,null,22137]
["ALBR005","Réacteur n°5 fractionnement albumine","CURA292212","Essai mesure pression du réacteur","MC",null,"U440","12U","562 271,00","3000-01-01",0,1,0,null,null,"BIOMED_ULIS",{"$error":"#NAME?"},{"$f":"IFERROR(\"Oui, à la ligne \" & MATCH(tableFévrier[[#This Row],[Fusion]],tableOctobre[Fusion],0)+1,\"Non trouvé\")","v":"Non trouvé"}]
["BAT08RC207","Local  Alfalastin 1","CURA292233","Protection vanne WFI112 (sécurité anti choc)","MC",null,"U421DEAE","13U","562 300,00","3000-01-01",0,1,0,null,null,"BIOMED_ULIS",{"$error":"#NAME?"},{"$f":"IFERROR(\"Oui, à la ligne \" & MATCH(tableFévrier[[#This Row],[Fusion]],tableOctobre[Fusion],0)+1,\"Non trouvé\")","v":"Non trouvé"},null,22167,null,22167]
["NEP04CMT01","Mesure température retour NEP04ST04","U_METROLOGIE    18","Vérification CURATIVE conductivité circuit","MC",null,"U236NEP","11U","562 353,00","3000-01-01",0,1,0,null,null,"BIOMED_ULIS",{"$error":"#NAME?"},{"$f":"IFERROR(\"Oui, à la ligne \" & MATCH(tableFévrier[[#This Row],[Fusion]],tableOctobre[Fusion],0)+1,\"Non trouvé\")","v":"Non trouvé"},null,22183,null,22183]
["WFISBD53","Sous boucle de distribution WFI 20°C B4","CURA292290","Défaut","MC",null,"U236WFI","11U","562 381,00","3000-01-01",0,1,0,null,null,"BIOMED_ULIS",{"$error":"#NAME?"},{"$f":"IFERROR(\"Oui, à la ligne \" & MATCH(tableFévrier[[#This Row],[Fusion]],tableOctobre[Fusion],0)+1,\"Non trouvé\")","v":"Non trouvé"},null,22197,null,22197]
["ALBR002","Réacteur n°2 fractionnement albumine","CURA292363","Défaut calo","MC",null,"U440","11U","562 503,00","3000-01-01",0,1,0,null,null,"BIOMED_ULIS",{"$error":"#NAME?"},{"$f":"IFERROR(\"Oui, à la ligne \" & MATCH(tableFévrier[[#This Row],[Fusion]],tableOctobre[Fusion],0)+1,\"Non trouvé\")","v":"Non trouvé"}]
["ALBFP06","Filtre-presse albumine T I+II+III","CURA292391","Support de lampe de verification de montage du FP T123 en 8RC60 a recoller","MC",null,"U440","13U","562 529,00","3000-01-01",0,1,0,null,null,"BIOMED_ULIS",{"$error":"#NAME?"},{"$f":"IFERROR(\"Oui, à la ligne \" & MATCH(tableFévrier[[#This Row],[Fusion]],tableOctobre[Fusion],0)+1,\"Non trouvé\")","v":"Non trouvé"},null,22227,null,22227]
["GAMCT21","Réacteur uf gamma","CURA292506","GAMCT21","MC",null,"U441","11U","562 741,00","3000-01-01",0,1,0,null,null,"BIOMED_ULIS",{"$error":"#NAME?"},{"$f":"IFERROR(\"Oui, à la ligne \" & MATCH(tableFévrier[[#This Row],[Fusion]],tableOctobre[Fusion],0)+1,\"Non trouvé\")","v":"Non trouvé"},null,22244,null,22244]
["GAMPP26","Pompe transfert de surnageant","CURA292524","Passivation / rouille chariot pompe GAMPP26 8RC105 (vu en 8RC201)","MC",null,"U441","11U","562 759,00","3000-01-01",0,1,0,null,null,"BIOMED_ULIS",{"$error":"#NAME?"},{"$f":"IFERROR(\"Oui, à la ligne \" & MATCH(tableFévrier[[#This Row],[Fusion]],tableOctobre[Fusion],0)+1,\"Non trouvé\")","v":"Non trouvé"},null,22261,null,22261]
["AC06","Air climatisé +4°C atelier albumine B8","U_CLIM000231","Réglage consigne de température CTA","MPS","CLIM","U222AC","10U","603 268,00","2024-08-12",3,1,0,52,1,"BIOMED_ULIS",{"$error":"#NAME?"},{"$f":"IFERROR(\"Oui, à la ligne \" & MATCH(tableFévrier[[#This Row],[Fusion]],tableOctobre[Fusion],0)+1,\"Non trouvé\")","v":"Non trouvé"},null,22275,null,22275]
["AC07","Air climatisé ateliers +4° gamma","U_CLIM000231","Réglage consigne de température CTA","MPS","CLIM","U222AC","10U","603 269,00","2024-08-12",3,1,0,52,1,"BIOMED_ULIS",{"$error":"#NAME?"},{"$f":"IFERROR(\"Oui, à la ligne \" & MATCH(tableFévrier[[#This Row],[Fusion]],tableOctobre[Fusion],0)+1,\"Non trouvé\")","v":"Non trouvé"},null,22276,null,22276]
["GAMBOL964","Bol de centri BKA45 n°964","CURA292636","Démontage double enveloppe","MC",null,"U441","11U","562 960,00","3000-01-01",0,1,0,null,null,"BIOMED_ULIS",{"$error":"#NAME?"},{"$f":"IFERROR(\"Oui, à la ligne \" & MATCH(tableFévrier[[#This Row],[Fusion]],tableOctobre[Fusion],0)+1,\"Non trouvé\")","v":"Non trouvé"},null,22289,null,22289]
["ECI","Production/distrib. eau chaude indus. B4","CURA292704","Installation du système de remplissage automatique","PRO",null,"U222SHW","10U","563 052,00","3000-01-01",0,1,0,null,null,"BIOMED_ULIS",{"$error":"#NAME?"},{"$f":"IFERROR(\"Oui, à la ligne \" & MATCH(tableFévrier[[#This Row],[Fusion]],tableOctobre[Fusion],0)+1,\"Non trouvé\")","v":"Non trouvé"},null,22300,null,22300]
["BAT08CMPS60","Sonde Pression - PROJ06A-8SS60","U_METROLOGIE    15","Vérification CURATIVE pression","MC","METR","U222AC","10U","563 154,00","2023-06-13",0,1,0,null,null,"BIOMED_ULIS",{"$error":"#NAME?"},{"$f":"IFERROR(\"Oui, à la ligne \" & MATCH(tableFévrier[[#This Row],[Fusion]],tableOctobre[Fusion],0)+1,\"Non trouvé\")","v":"Non trouvé"},null,22317,null,22317]
["BAT11","Bâtiment 11 Magasin général et plasma","CURA292759"," Rideau 1 d'accès Palletier bloqué en position ouverte","MC",null,"U235BATL","11U","563 137,00","3000-01-01",0,1,0,null,null,"BIOMED_ULIS",{"$error":"#NAME?"},{"$f":"IFERROR(\"Oui, à la ligne \" & MATCH(tableFévrier[[#This Row],[Fusion]],tableOctobre[Fusion],0)+1,\"Non trouvé\")","v":"Non trouvé"},null,22334,null,22334]
["BAT11MGG","Bâtiment 11 partie magasin général","CURA292856","Container isotherme à réparer","MC",null,"U200BATP","13U","563 297,00","3000-01-01",0,1,0,null,null,"BIOMED_ULIS",{"$error":"#NAME?"},{"$f":"IFERROR(\"Oui, à la ligne \" & MATCH(tableFévrier[[#This Row],[Fusion]],tableOctobre[Fusion],0)+1,\"Non trouvé\")","v":"Non trouvé"},null,22357,null,22357]
["BAT04PLC02","API B4 Pénum RDC","CURA292874","Modification deltaP","MC",null,"U200BATP","12U","563 492,00","3000-01-01",0,1,0,null,null,"BIOMED_ULIS",{"$error":"#NAME?"},{"$f":"IFERROR(\"Oui, à la ligne \" & MATCH(tableFévrier[[#This Row],[Fusion]],tableOctobre[Fusion],0)+1,\"Non trouvé\")","v":"Non trouvé"},null,22364,null,22364]
["BAT08RC44","Atelier mise en poches UF2","CURA292927","8RC44 Porte sac poubelle supplémentaire et  barre sur support de rangement colliers","MC",null,"U200BATP","13U","563 554,00","3000-01-01",0,1,0,null,null,"BIOMED_ULIS",{"$error":"#NAME?"},{"$f":"IFERROR(\"Oui, à la ligne \" & MATCH(tableFévrier[[#This Row],[Fusion]],tableOctobre[Fusion],0)+1,\"Non trouvé\")","v":"Non trouvé"},null,22381,null,22381]
["WECP07","Pompe sortie WER07","CURA292962","Défaut variateur","MC",null,"U440","11U","563 642,00","3000-01-01",0,1,0,null,null,"BIOMED_ULIS",{"$error":"#NAME?"},{"$f":"IFERROR(\"Oui, à la ligne \" & MATCH(tableFévrier[[#This Row],[Fusion]],tableOctobre[Fusion],0)+1,\"Non trouvé\")","v":"Non trouvé"},null,22395,null,22395]
["WWR03","Cuve 15 000 litres effluents NEP","CURA292995","Nettoyage du filtre","MC",null,"U235WW","11U","563 696,00","3000-01-01",0,1,0,null,null,"BIOMED_ULIS",{"$error":"#NAME?"},{"$f":"IFERROR(\"Oui, à la ligne \" & MATCH(tableFévrier[[#This Row],[Fusion]],tableOctobre[Fusion],0)+1,\"Non trouvé\")","v":"Non trouvé"}]
["PWBD03","Boucle de distribution PW","CURA293016","Alarme niveau très haut ozone","MC",null,"U222PW","11U","563 741,00","3000-01-01",0,1,0,null,null,"BIOMED_ULIS",{"$error":"#NAME?"},{"$f":"IFERROR(\"Oui, à la ligne \" & MATCH(tableFévrier[[#This Row],[Fusion]],tableOctobre[Fusion],0)+1,\"Non trouvé\")","v":"Non trouvé"}]
["CACOMP03","Compresseur air comprimé N°3","CURA293047","Formation a la régulation du compresseur","MC",null,"U222CA","10U","563 794,00","3000-01-01",0,1,0,null,null,"BIOMED_ULIS",{"$error":"#NAME?"},{"$f":"IFERROR(\"Oui, à la ligne \" & MATCH(tableFévrier[[#This Row],[Fusion]],tableOctobre[Fusion],0)+1,\"Non trouvé\")","v":"Non trouvé"},null,22438,null,22438]
["PLABOL815","Bol de centri BKA28 N°815","CURA293084","Double enveloppe","MC",null,"U410","11U","563 987,00","3000-01-01",0,1,0,null,null,"BIOMED_ULIS",{"$error":"#NAME?"},{"$f":"IFERROR(\"Oui, à la ligne \" & MATCH(tableFévrier[[#This Row],[Fusion]],tableOctobre[Fusion],0)+1,\"Non trouvé\")","v":"Non trouvé"},null,22455,null,22455]
["ADEUF122","Skid ultrafiltration Fac IX ou Kanokad","CURA293128","Remplacement verrine verte","MC",null,"U421DEAE","11U","564 029,00","3000-01-01",0,1,0,null,null,"BIOMED_ULIS",{"$error":"#NAME?"},{"$f":"IFERROR(\"Oui, à la ligne \" & MATCH(tableFévrier[[#This Row],[Fusion]],tableOctobre[Fusion],0)+1,\"Non trouvé\")","v":"Non trouvé"},null,22469,null,22469]
["CAPHV148_078","Vanne manu arrivée CAP sur flexible","CURA293206","Remplacement membrane","MC",null,"U421DEAE","11U","564 131,00","3000-01-01",0,1,0,null,null,"BIOMED_ULIS",{"$error":"#NAME?"},{"$f":"IFERROR(\"Oui, à la ligne \" & MATCH(tableFévrier[[#This Row],[Fusion]],tableOctobre[Fusion],0)+1,\"Non trouvé\")","v":"Non trouvé"},null,22485,null,22485]
["DCGTA","Tableau de pontage soutirage DCGR200","CURA293237","Gravage des 3 crépines du tableau DCGTA - atelier B4","MC","AR","U411","11U",null,"2022-07-30",0,1,0,null,null,"BIOMED_ULIS",{"$error":"#NAME?"},{"$f":"IFERROR(\"Oui, à la ligne \" & MATCH(tableFévrier[[#This Row],[Fusion]],tableOctobre[Fusion],0)+1,\"Non trouvé\")","v":"Non trouvé"},null,22499,null,22499]
["EPL2TRP19","Transpalette grande hauteur","CURA293238","Plasma: impossible de brancher transpalette","MC",null,"U406","15U","564 181,00","3000-01-01",0,1,0,null,null,"BIOMED_ULIS",{"$error":"#NAME?"},{"$f":"IFERROR(\"Oui, à la ligne \" & MATCH(tableFévrier[[#This Row],[Fusion]],tableOctobre[Fusion],0)+1,\"Non trouvé\")","v":"Non trouvé"},null,22500,null,22500]
["FIBEQUIP","Equipements Atelier Fibrinogène","U_GAMM000001","Validation gamme de maintenance","SER","AUTR","U411","14U","564 273,00","3000-01-01",0,1,0,null,null,"BIOMED_ULIS",{"$error":"#NAME?"},{"$f":"IFERROR(\"Oui, à la ligne \" & MATCH(tableFévrier[[#This Row],[Fusion]],tableOctobre[Fusion],0)+1,\"Non trouvé\")","v":"Non trouvé"},null,22516,null,22516]
["INDUSTSE3","Serveur appli. terminal service normal ADEAE","CURA293315","Redémarrage du serveur","MC",null,"U236DIV","12U","564 271,00","3000-01-01",0,1,0,null,null,"BIOMED_ULIS",{"$error":"#NAME?"},{"$f":"IFERROR(\"Oui, à la ligne \" & MATCH(tableFévrier[[#This Row],[Fusion]],tableOctobre[Fusion],0)+1,\"Non trouvé\")","v":"Non trouvé"},null,22532,null,22532]
["WFISBD103","Ss boucle PPI centrale pesée/prépa M.S.","CURA293368","Défaut débit haut","MC",null,"U236WFI","11U","564 389,00","3000-01-01",0,1,0,null,null,"BIOMED_ULIS",{"$error":"#NAME?"},{"$f":"IFERROR(\"Oui, à la ligne \" & MATCH(tableFévrier[[#This Row],[Fusion]],tableOctobre[Fusion],0)+1,\"Non trouvé\")","v":"Non trouvé"},null,22549,null,22549]
["NEP04ST04","Station NEP réacteurs + UF Albumine","CURA293390","Défaut niveau haut ALBR04","MC",null,"U236NEP","11U","564 419,00","3000-01-01",0,1,0,null,null,"BIOMED_ULIS",{"$error":"#NAME?"},{"$f":"IFERROR(\"Oui, à la ligne \" & MATCH(tableFévrier[[#This Row],[Fusion]],tableOctobre[Fusion],0)+1,\"Non trouvé\")","v":"Non trouvé"},null,22562,null,22562]
["WFISBD101","S. boucle eau PPI décongélation plasma","U_PROC000091_B","Sanitation des point libres de la sous-boucle post AP","MPS","FLPR","U236WFI","11U","619 506,00","2025-01-04",3,1,0,365,0,"BIOMED_ULIS",{"$error":"#NAME?"},{"$f":"IFERROR(\"Oui, à la ligne \" & MATCH(tableFévrier[[#This Row],[Fusion]],tableOctobre[Fusion],0)+1,\"Non trouvé\")","v":"Non trouvé"},null,22574,null,22574]
["BAT08RC223","Local Stockage Tampons","CURA293466","Conteneur 500-19 cassé","MC",null,"U200BATP","13U","564 557,00","3000-01-01",0,1,0,null,null,"BIOMED_ULIS",{"$error":"#NAME?"},{"$f":"IFERROR(\"Oui, à la ligne \" & MATCH(tableFévrier[[#This Row],[Fusion]],tableOctobre[Fusion],0)+1,\"Non trouvé\")","v":"Non trouvé"},null,22590,null,22590]
["BCHCR03","Chromatographie phase gazeuse","U_LABO000005","Maintenance préventive","MPS","DEF","U624UAP","22U","610 686,00","2024-09-12",3,1,0,52,1,"BIOMED_ULIS",{"$error":"#NAME?"},{"$f":"IFERROR(\"Oui, à la ligne \" & MATCH(tableFévrier[[#This Row],[Fusion]],tableOctobre[Fusion],0)+1,\"Non trouvé\")","v":"Non trouvé"},null,22604,null,22604]
["BAT11MGG","Bâtiment 11 partie magasin général","CURA293531","Fuite d'eau  au Poste de dépotage Acide / Soude","MC",null,"U200BATP","11U","564 621,00","3000-01-01",0,1,0,null,null,"BIOMED_ULIS",{"$error":"#NAME?"},{"$f":"IFERROR(\"Oui, à la ligne \" & MATCH(tableFévrier[[#This Row],[Fusion]],tableOctobre[Fusion],0)+1,\"Non trouvé\")","v":"Non trouvé"},null,22620,null,22620]
["WE2CP20","Pompe renvoi surnageant centri gamma","CURA293590","Pompe désarmocée","MC",null,"U236WE","11U","564 682,00","3000-01-01",0,1,0,null,null,"BIOMED_ULIS",{"$error":"#NAME?"},{"$f":"IFERROR(\"Oui, à la ligne \" & MATCH(tableFévrier[[#This Row],[Fusion]],tableOctobre[Fusion],0)+1,\"Non trouvé\")","v":"Non trouvé"},null,22637,null,22637]
["QCTSREF03","Réfrigérateur Fisher n°838025008","CURA293674","Vérification des filtres ou du moteur sur une enceinte frigorifique","MC",null,"U880","10U","564 771,00","3000-01-01",0,1,0,null,null,"BIOTECH_ULIS",{"$error":"#NAME?"},{"$f":"IFERROR(\"Oui, à la ligne \" & MATCH(tableFévrier[[#This Row],[Fusion]],tableOctobre[Fusion],0)+1,\"Non trouvé\")","v":"Non trouvé"},null,22654,null,22654]
["PW32","Prod. Eau purifiée ORION n°2","CURA293702","Appel gtc","MC",null,"U222PW","11U","564 808,00","3000-01-01",0,1,0,null,null,"BIOMED_ULIS",{"$error":"#NAME?"},{"$f":"IFERROR(\"Oui, à la ligne \" & MATCH(tableFévrier[[#This Row],[Fusion]],tableOctobre[Fusion],0)+1,\"Non trouvé\")","v":"Non trouvé"}]
["DCGPV104","Vanne diaphragme de rinçage PW-HV04","CURA293749","Remplacement membrane","MC",null,"U411","11U","564 918,00","3000-01-01",0,1,0,null,null,"BIOMED_ULIS",{"$f":"_xlfn.TEXTJOIN(\"\",TRUE,A22978:D22978,H22978,N22978)","v":{"$error":"#NAME?"}},{"$f":"IFERROR(\"Oui, à la ligne \" & MATCH(tableFévrier[[#This Row],[Fusion]],tableOctobre[Fusion],0)+1,\"Non trouvé\")","v":"Non trouvé"},null,22684,null,22684]
["AC04F16","Soufflage - Filtre H14 - 8SS60","U_CLIM000138","Remplacement filtre HEPA","MPS","CLIM","U222AC","10U",null,"2028-07-15",3,1,0,"2 190,00",0,"BIOMED_ULIS",{"$error":"#NAME?"},{"$f":"IFERROR(\"Oui, à la ligne \" & MATCH(tableFévrier[[#This Row],[Fusion]],tableOctobre[Fusion],0)+1,\"Non trouvé\")","v":"Non trouvé"},null,22701,null,22701]
["AC04F33","Soufflage - Filtre H14 - 8SS63","U_CLIM000138","Remplacement filtre HEPA","MPS","CLIM","U222AC","10U",null,"2028-07-15",3,1,0,"2 190,00",0,"BIOMED_ULIS",{"$error":"#NAME?"},{"$f":"IFERROR(\"Oui, à la ligne \" & MATCH(tableFévrier[[#This Row],[Fusion]],tableOctobre[Fusion],0)+1,\"Non trouvé\")","v":"Non trouvé"},null,22718,null,22718]
["APMCMW02","Balance grande pesée CDP 60Kg/1 g","U_METROLOGIE    01","Vérification CURATIVE balance 0/30Kg","MC","METR","U408PMML","11U","565 035,00","2049-09-15",3,1,0,52,1,"BIOMED_ULIS",{"$error":"#NAME?"},{"$f":"IFERROR(\"Oui, à la ligne \" & MATCH(tableFévrier[[#This Row],[Fusion]],tableOctobre[Fusion],0)+1,\"Non trouvé\")","v":"Non trouvé"},null,22735]
["PLACENTRI","Equipements centrifugation plasma","CURA293752","Contrôle cicuit centri","MC",null,"U410","11U","564 921,00","3000-01-01",0,1,0,null,null,"BIOMED_ULIS",{"$error":"#NAME?"},{"$f":"IFERROR(\"Oui, à la ligne \" & MATCH(tableFévrier[[#This Row],[Fusion]],tableOctobre[Fusion],0)+1,\"Non trouvé\")","v":"Non trouvé"},null,22736,null,22736]
["BAT08CMPS69","Sonde Pression - PROJ12-8SS69","U_METR000015","Vérification PERIODIQUE pression","MPS","METR","U222AC","10U","616 868,00","2024-11-14",3,1,0,365,0,"BIOMED_ULIS",{"$error":"#NAME?"},{"$f":"IFERROR(\"Oui, à la ligne \" & MATCH(tableFévrier[[#This Row],[Fusion]],tableOctobre[Fusion],0)+1,\"Non trouvé\")","v":"Non trouvé"},null,22753,null,22753]
["PLABATI814","Centrifugeuse plasma NS 814","CURA293759","Débordement calo","MC",null,"U410","11U","564 928,00","3000-01-01",0,1,0,null,null,"BIOMED_ULIS",{"$error":"#NAME?"},{"$f":"IFERROR(\"Oui, à la ligne \" & MATCH(tableFévrier[[#This Row],[Fusion]],tableOctobre[Fusion],0)+1,\"Non trouvé\")","v":"Non trouvé"},null,22769,null,22769]
["PLAT001","Cuve sortie fondoir","CURA293779","Demande de forçage de la cuve à 0 litre","MC",null,"U410","11U","564 948,00","3000-01-01",0,1,0,null,null,"BIOMED_ULIS",{"$error":"#NAME?"},{"$f":"IFERROR(\"Oui, à la ligne \" & MATCH(tableFévrier[[#This Row],[Fusion]],tableOctobre[Fusion],0)+1,\"Non trouvé\")","v":"Non trouvé"},null,22783,null,22783]
["COMMAL01","Machine à laver n° 6T090132","CURA293867","Fuite","MC",null,"U411","11U","565 039,00","3000-01-01",0,1,0,null,null,"BIOMED_ULIS",{"$error":"#NAME?"},{"$f":"IFERROR(\"Oui, à la ligne \" & MATCH(tableFévrier[[#This Row],[Fusion]],tableOctobre[Fusion],0)+1,\"Non trouvé\")","v":"Non trouvé"},null,22797,null,22797]
["PLAOUT12","Chariot de démontage des bols de centri.","CURA293892","Chariot support bols rouillé","MC",null,"U410","11U","565 077,00","3000-01-01",0,1,0,null,null,"BIOMED_ULIS",{"$error":"#NAME?"},{"$f":"IFERROR(\"Oui, à la ligne \" & MATCH(tableFévrier[[#This Row],[Fusion]],tableOctobre[Fusion],0)+1,\"Non trouvé\")","v":"Non trouvé"},null,22811,null,22811]
["BAT08PTA50","Porte auto coulissante 8RC226/8RC227","CURA293935","Rayure sur la vitre de la porte coulissante en 8RC227.","MC",null,"U200BATP","13U","565 121,00","3000-01-01",0,1,0,null,null,"BIOMED_ULIS",{"$error":"#NAME?"},{"$f":"IFERROR(\"Oui, à la ligne \" & MATCH(tableFévrier[[#This Row],[Fusion]],tableOctobre[Fusion],0)+1,\"Non trouvé\")","v":"Non trouvé"},null,22825,null,22825]
["BCHSPC08","Spectrophotomètre UV Cary 60","CURA293994","METROLOGIE CURATIVE","MC",null,"U624UAP","22U","565 193,00","3000-01-01",0,1,0,null,null,"BIOMED_ULIS",{"$error":"#NAME?"},{"$f":"IFERROR(\"Oui, à la ligne \" & MATCH(tableFévrier[[#This Row],[Fusion]],tableOctobre[Fusion],0)+1,\"Non trouvé\")","v":"Non trouvé"},null,22841,null,22841]
["ALBR08","Réacteur UF albumine UF2","CURA294058","Raz peson","MC",null,"U440","11U","565 297,00","3000-01-01",0,1,0,null,null,"BIOMED_ULIS",{"$f":"_xlfn.TEXTJOIN(\"\",TRUE,A23170:D23170,H23170,N23170)","v":{"$error":"#NAME?"}},{"$f":"IFERROR(\"Oui, à la ligne \" & MATCH(tableFévrier[[#This Row],[Fusion]],tableOctobre[Fusion],0)+1,\"Non trouvé\")","v":"Non trouvé"}]
["GAMBOL964","Bol de centri BKA45 n°964","CURA294074","Démontage doubles enveloppes","MC",null,"U441","11U","565 313,00","3000-01-01",0,1,0,null,null,"BIOMED_ULIS",{"$error":"#NAME?"},{"$f":"IFERROR(\"Oui, à la ligne \" & MATCH(tableFévrier[[#This Row],[Fusion]],tableOctobre[Fusion],0)+1,\"Non trouvé\")","v":"Non trouvé"},null,22867,null,22867]
["APMPC01","Afficheur Balance centrale de pesée","U_PROC000055","Passage à l'heure d'été","MPS","AUTR","U408PMML","11U","589 623,00","2049-12-25",3,1,0,365,0,"BIOMED_ULIS",{"$error":"#NAME?"},{"$f":"IFERROR(\"Oui, à la ligne \" & MATCH(tableFévrier[[#This Row],[Fusion]],tableOctobre[Fusion],0)+1,\"Non trouvé\")","v":"Non trouvé"},null,22883,null,22883]
["MCBCOLG44","Collecteur de germes n°120160","CURA294171","Chute de l'aérobio - collecteur","MC",null,"U640MCB","21U","565 558,00","3000-01-01",0,1,0,null,null,"BIOMED_ULIS",{"$error":"#NAME?"},{"$f":"IFERROR(\"Oui, à la ligne \" & MATCH(tableFévrier[[#This Row],[Fusion]],tableOctobre[Fusion],0)+1,\"Non trouvé\")","v":"Non trouvé"},null,22900,null,22900]
["PLASKID01","Chariot filtr. envoi plasma avant PLATH","CURA294240","Prise harting oxydée","MPC",null,"U410","11U","565 733,00","3000-01-01",0,1,0,null,null,"BIOMED_ULIS",{"$error":"#NAME?"},{"$f":"IFERROR(\"Oui, à la ligne \" & MATCH(tableFévrier[[#This Row],[Fusion]],tableOctobre[Fusion],0)+1,\"Non trouvé\")","v":"Non trouvé"},null,22914,null,22914]
["BAT08SS42","Local Technique","CURA294312","Consignation","MC",null,"U200BATP","11U","565 796,00","3000-01-01",0,1,0,null,null,"BIOMED_ULIS",{"$error":"#NAME?"},{"$f":"IFERROR(\"Oui, à la ligne \" & MATCH(tableFévrier[[#This Row],[Fusion]],tableOctobre[Fusion],0)+1,\"Non trouvé\")","v":"Non trouvé"},null,22926,null,22926]
["EPL2CF07","Chambre froide enreg. plasma +5°C","CURA294330","Réparation Angles Tables Tri","MC",null,"U406","13U","565 815,00","3000-01-01",0,1,0,null,null,"BIOMED_ULIS",{"$error":"#NAME?"},{"$f":"IFERROR(\"Oui, à la ligne \" & MATCH(tableFévrier[[#This Row],[Fusion]],tableOctobre[Fusion],0)+1,\"Non trouvé\")","v":"Non trouvé"},null,22943,null,22943]
["APMF10","FILTRE TRES HAUTE EFFICACITE H14","U_CLIM000138","Remplacement filtre HEPA","MPS","CLIM","U222AC","10U",null,"2028-07-15",3,1,0,"2 190,00",0,"BIOMED_ULIS",{"$error":"#NAME?"},{"$f":"IFERROR(\"Oui, à la ligne \" & MATCH(tableFévrier[[#This Row],[Fusion]],tableOctobre[Fusion],0)+1,\"Non trouvé\")","v":"Non trouvé"},null,22960,null,22960]
["APMF11","FILTRE TRES HAUTE EFFICACITE H14","U_CLIM000138","Remplacement filtre HEPA","MPS","CLIM","U222AC","10U",null,"2028-07-15",3,1,0,"2 190,00",0,"BIOMED_ULIS",{"$error":"#NAME?"},{"$f":"IFERROR(\"Oui, à la ligne \" & MATCH(tableFévrier[[#This Row],[Fusion]],tableOctobre[Fusion],0)+1,\"Non trouvé\")","v":"Non trouvé"},null,22961,null,22961]
["PWPLC06","Automate boucles BD02-BD03","CURA294388","Suppression du programme de la PW1 et PW2","PRO",null,"U222PW","12U","565 875,00","3000-01-01",0,1,0,null,null,"BIOMED_ULIS",{"$error":"#NAME?"},{"$f":"IFERROR(\"Oui, à la ligne \" & MATCH(tableFévrier[[#This Row],[Fusion]],tableOctobre[Fusion],0)+1,\"Non trouvé\")","v":"Non trouvé"},null,22976,null,22976]
["BAT11","Bâtiment 11 Magasin général et plasma","CURA294466","Chute de tension","MC",null,"U235BATL","10U","565 965,00","3000-01-01",0,1,0,null,null,"BIOMED_ULIS",{"$error":"#NAME?"},{"$f":"IFERROR(\"Oui, à la ligne \" & MATCH(tableFévrier[[#This Row],[Fusion]],tableOctobre[Fusion],0)+1,\"Non trouvé\")","v":"Non trouvé"},null,22993,null,22993]
["AC63CT63","Caisson de traitement d'air 11RC35","CURA294587","CTA à l'arrêt","MC",null,"U222AC","10U","566 129,00","3000-01-01",0,1,0,null,null,"BIOMED_ULIS",{"$error":"#NAME?"},{"$f":"IFERROR(\"Oui, à la ligne \" & MATCH(tableFévrier[[#This Row],[Fusion]],tableOctobre[Fusion],0)+1,\"Non trouvé\")","v":"Non trouvé"},null,23008,null,23008]
["INDUSAPPLI09","Application supervision Reacteurs Frac","CURA294678","DCI 334361 : Suppression des liens vers NEP07 (SCC3)","MC",null,"U236DIV","12U","566 222,00","3000-01-01",0,1,0,null,null,"BIOMED_ULIS",{"$error":"#NAME?"},{"$f":"IFERROR(\"Oui, à la ligne \" & MATCH(tableFévrier[[#This Row],[Fusion]],tableOctobre[Fusion],0)+1,\"Non trouvé\")","v":"Non trouvé"},null,23022,null,23022]
["ALBTP","Tableau de pontage ALBFPTIV","CURA294751","Remise en place de la canalisation","MC",null,"U440","11U","566 358,00","3000-01-01",0,1,0,null,null,"BIOMED_ULIS",{"$error":"#NAME?"},{"$f":"IFERROR(\"Oui, à la ligne \" & MATCH(tableFévrier[[#This Row],[Fusion]],tableOctobre[Fusion],0)+1,\"Non trouvé\")","v":"Non trouvé"},null,23038,null,23038]
["BAT08","Bâtiment 8 de production","CURA294789","Travaux divers","MC",null,"U200BATP","13U","566 667,00","3000-01-01",0,1,0,null,null,"BIOMED_ULIS",{"$error":"#NAME?"},{"$f":"IFERROR(\"Oui, à la ligne \" & MATCH(tableFévrier[[#This Row],[Fusion]],tableOctobre[Fusion],0)+1,\"Non trouvé\")","v":"Non trouvé"},null,23053,null,23053]
["TECHBT12","Bain d'étalonnage WIKA n°1104236","CURA294842","Dérive de la température","MC",null,"U205","14U",null,"2022-08-03",0,1,0,null,null,"BIOMED_ULIS",{"$error":"#NAME?"},{"$f":"IFERROR(\"Oui, à la ligne \" & MATCH(tableFévrier[[#This Row],[Fusion]],tableOctobre[Fusion],0)+1,\"Non trouvé\")","v":"Non trouvé"},null,23068,null,23068]
["WWR01","Cuve effluents NEP","U_MECA000243","Maintenance cuve effluents","MPS","MECA","U235WW","11U",null,"2027-07-28",3,1,0,"1 825,00",0,"BIOMED_ULIS",{"$error":"#NAME?"},{"$f":"IFERROR(\"Oui, à la ligne \" & MATCH(tableFévrier[[#This Row],[Fusion]],tableOctobre[Fusion],0)+1,\"Non trouvé\")","v":"Non trouvé"},null,23085,null,23085]
["PE10","Stockage et distribution éthanol","CURA294988","Sanitation flexible","MC",null,"U236PE","11U","566 993,00","3000-01-01",0,1,0,null,null,"BIOMED_ULIS",{"$error":"#NAME?"},{"$f":"IFERROR(\"Oui, à la ligne \" & MATCH(tableFévrier[[#This Row],[Fusion]],tableOctobre[Fusion],0)+1,\"Non trouvé\")","v":"Non trouvé"},null,23102,null,23102]
["AC25F04","Filtre terminale 8RC207","CURA295078","Remplacement filtre suite à test emery non conforme","MC",null,"U222AC","10U","567 503,00","3000-01-01",0,1,0,null,null,"BIOMED_ULIS",{"$error":"#NAME?"},{"$f":"IFERROR(\"Oui, à la ligne \" & MATCH(tableFévrier[[#This Row],[Fusion]],tableOctobre[Fusion],0)+1,\"Non trouvé\")","v":"Non trouvé"},null,23112,null,23112]
["EXAC10F03","Filtration terminale clim pièce 8RC130","CURA295178","Raccordement du caisson à la CTA10","MC",null,"U222AC","10U","567 608,00","3000-01-01",0,1,0,null,null,"BIOMED_ULIS",{"$error":"#NAME?"},{"$f":"IFERROR(\"Oui, à la ligne \" & MATCH(tableFévrier[[#This Row],[Fusion]],tableOctobre[Fusion],0)+1,\"Non trouvé\")","v":"Non trouvé"},null,23133,null,23133]
["DDPEQUIP","Equipements dévelop. préclinique r & d","CURA295215","Bureau 1233 inondé avec risques électriques suite à l'orage de ce Week end","MC",null,"U850","13U","567 639,00","3000-01-01",0,1,0,null,null,"BIOTECH_ULIS",{"$error":"#NAME?"},{"$f":"IFERROR(\"Oui, à la ligne \" & MATCH(tableFévrier[[#This Row],[Fusion]],tableOctobre[Fusion],0)+1,\"Non trouvé\")","v":"Non trouvé"},null,23145,null,23145]
["PLAEQUIP","Equipements spécifiques plasma","CURA295308","Poignée bac soude","MC",null,"U410","11U","567 717,00","3000-01-01",0,1,0,null,null,"BIOMED_ULIS",{"$error":"#NAME?"},{"$f":"IFERROR(\"Oui, à la ligne \" & MATCH(tableFévrier[[#This Row],[Fusion]],tableOctobre[Fusion],0)+1,\"Non trouvé\")","v":"Non trouvé"}]
["BAT08RC100","Salle tableaux pontage albumine","CURA295360","Impact sur extincteur 8RC100","MC",null,"U200BATP","13U","567 760,00","3000-01-01",0,1,0,null,null,"BIOMED_ULIS",{"$error":"#NAME?"},{"$f":"IFERROR(\"Oui, à la ligne \" & MATCH(tableFévrier[[#This Row],[Fusion]],tableOctobre[Fusion],0)+1,\"Non trouvé\")","v":"Non trouvé"},null,23174,null,23174]
["WECP06","Pompe vidange bac FP TIV","CURA295485","Fuite sur corps de pompe","MC",null,"U440","11U","567 879,00","3000-01-01",0,1,0,null,null,"BIOMED_ULIS",{"$error":"#NAME?"},{"$f":"IFERROR(\"Oui, à la ligne \" & MATCH(tableFévrier[[#This Row],[Fusion]],tableOctobre[Fusion],0)+1,\"Non trouvé\")","v":"Non trouvé"},null,23189,null,23189]
["WECP07","Pompe sortie WER07","CURA295486","Garniture de pompe HS","MC",null,"U440","11U","567 880,00","3000-01-01",0,1,0,null,null,"BIOMED_ULIS",{"$error":"#NAME?"},{"$f":"IFERROR(\"Oui, à la ligne \" & MATCH(tableFévrier[[#This Row],[Fusion]],tableOctobre[Fusion],0)+1,\"Non trouvé\")","v":"Non trouvé"},null,23190,null,23190]
["NEPCPV571","Vanne NEP canalisation GAMR42","CURA295615","Defaut de compte rendu","MC",null,"U236NEP","11U","567 974,00","3000-01-01",0,1,0,null,null,"BIOMED_ULIS",{"$error":"#NAME?"},{"$f":"IFERROR(\"Oui, à la ligne \" & MATCH(tableFévrier[[#This Row],[Fusion]],tableOctobre[Fusion],0)+1,\"Non trouvé\")","v":"Non trouvé"},null,23202,null,23202]
["ADER165_001","Cuve mobile 70L","CURA295673","Connecteur liaison com abimé sur prise arting","MC",null,"U421DEAE","11U","568 103,00","3000-01-01",0,1,0,null,null,"BIOMED_ULIS",{"$error":"#NAME?"},{"$f":"IFERROR(\"Oui, à la ligne \" & MATCH(tableFévrier[[#This Row],[Fusion]],tableOctobre[Fusion],0)+1,\"Non trouvé\")","v":"Non trouvé"},null,23217,null,23217]
["PLAR01","Mélangeur fondoir plasma n°1","CURA295729","Manque joint de tremi","MC",null,"U410","11U","568 160,00","3000-01-01",0,1,0,null,null,"BIOMED_ULIS",{"$error":"#NAME?"},{"$f":"IFERROR(\"Oui, à la ligne \" & MATCH(tableFévrier[[#This Row],[Fusion]],tableOctobre[Fusion],0)+1,\"Non trouvé\")","v":"Non trouvé"},null,23231,null,23231]
["GAMR009","Réacteur n°09 fractionnement gamma","CURA295781","Niveau haut en nep","MC",null,"U441","11U","568 231,00","3000-01-01",0,1,0,null,null,"BIOMED_ULIS",{"$error":"#NAME?"},{"$f":"IFERROR(\"Oui, à la ligne \" & MATCH(tableFévrier[[#This Row],[Fusion]],tableOctobre[Fusion],0)+1,\"Non trouvé\")","v":"Non trouvé"},null,23247,null,23247]
["GAMR010","Réacteur n°10 fractionnement gamma","CURA295834","Defaut debit intro ethanol durant lot a blanc","MC",null,"U441","11U","568 285,00","3000-01-01",0,1,0,null,null,"BIOMED_ULIS",{"$error":"#NAME?"},{"$f":"IFERROR(\"Oui, à la ligne \" & MATCH(tableFévrier[[#This Row],[Fusion]],tableOctobre[Fusion],0)+1,\"Non trouvé\")","v":"Non trouvé"},null,23262,null,23262]
["GAMCT22","Réacteur uf gamma","CURA295940","Défaut contrôle conductivité rinçage final en nep","MC",null,"U441","11U","568 415,00","3000-01-01",0,1,0,null,null,"BIOMED_ULIS",{"$error":"#NAME?"},{"$f":"IFERROR(\"Oui, à la ligne \" & MATCH(tableFévrier[[#This Row],[Fusion]],tableOctobre[Fusion],0)+1,\"Non trouvé\")","v":"Non trouvé"},null,23277,null,23277]
["GAMPLC03","Automate centrifugation gamma","CURA295968","Forçage etape","MC",null,"U441","11U","568 443,00","3000-01-01",0,1,0,null,null,"BIOMED_ULIS",{"$error":"#NAME?"},{"$f":"IFERROR(\"Oui, à la ligne \" & MATCH(tableFévrier[[#This Row],[Fusion]],tableOctobre[Fusion],0)+1,\"Non trouvé\")","v":"Non trouvé"},null,23290,null,23290]
["BAT08RC53","Laverie albumine 8RC53","CURA296006","Nettoyage appareil d'éclairage (au dessus de l'IHM)","MC",null,"U200BATP","10U","568 492,00","3000-01-01",0,1,0,null,null,"BIOMED_ULIS",{"$error":"#NAME?"},{"$f":"IFERROR(\"Oui, à la ligne \" & MATCH(tableFévrier[[#This Row],[Fusion]],tableOctobre[Fusion],0)+1,\"Non trouvé\")","v":"Non trouvé"},null,23305,null,23305]
["ADECR114","Skid chromatographie DEAE 114","CURA296036","Défaut 400V","MC",null,"U421DEAE","11U","568 810,00","3000-01-01",0,1,0,null,null,"BIOMED_ULIS",{"$error":"#NAME?"},{"$f":"IFERROR(\"Oui, à la ligne \" & MATCH(tableFévrier[[#This Row],[Fusion]],tableOctobre[Fusion],0)+1,\"Non trouvé\")","v":"Non trouvé"},null,23321,null,23321]
["PLACONG02","Congélateur pâte Cryo","CURA296093","Prise glace cadre de porte","MC",null,"U410","10U","569 001,00","3000-01-01",0,1,0,null,null,"BIOMED_ULIS",{"$error":"#NAME?"},{"$f":"IFERROR(\"Oui, à la ligne \" & MATCH(tableFévrier[[#This Row],[Fusion]],tableOctobre[Fusion],0)+1,\"Non trouvé\")","v":"Non trouvé"},null,23338,null,23338]
["LPRSPC06","Spèctrophotomètre UV Cary 60","CURA276068","Métrologie curative","MC",null,"U440COM","24U","569 402,00","3000-01-01",0,1,0,null,null,"BIOMED_ULIS",{"$error":"#NAME?"},{"$f":"IFERROR(\"Oui, à la ligne \" & MATCH(tableFévrier[[#This Row],[Fusion]],tableOctobre[Fusion],0)+1,\"Non trouvé\")","v":"Non trouvé"},null,23354,null,23354]
["TECHBT17","Bain d'étalonnage DRUCK TC165 n°1711574","CURA296228","Bain HS","MC",null,"U205","50U","569 522,00","3000-01-01",0,1,0,null,null,"BIOMED_ULIS",{"$error":"#NAME?"},{"$f":"IFERROR(\"Oui, à la ligne \" & MATCH(tableFévrier[[#This Row],[Fusion]],tableOctobre[Fusion],0)+1,\"Non trouvé\")","v":"Non trouvé"},null,23368,null,23368]
["AC06CT06","Caisson de traitement d'air atelier Albumine +4°C","CURA296327","Investigation TW 330530 pression 8RC71","DIAG",null,"U222AC","10U","569 632,00","3000-01-01",0,1,0,null,null,"BIOMED_ULIS",{"$error":"#NAME?"},{"$f":"IFERROR(\"Oui, à la ligne \" & MATCH(tableFévrier[[#This Row],[Fusion]],tableOctobre[Fusion],0)+1,\"Non trouvé\")","v":"Non trouvé"},null,23383,null,23383]
["ALBFP05","Filtre presse temps IV","CURA296381","Changement pion centrage","MC",null,"U440","11U","569 829,00","3000-01-01",0,1,0,null,null,"BIOMED_ULIS",{"$error":"#NAME?"},{"$f":"IFERROR(\"Oui, à la ligne \" & MATCH(tableFévrier[[#This Row],[Fusion]],tableOctobre[Fusion],0)+1,\"Non trouvé\")","v":"Non trouvé"},null,23399,null,23399]
["BAT01SS28","Atelier découpe des poches plasma","CURA296432","Ouverture difficile de la porte 1SS28","MC",null,"U200BATP","13U","569 890,00","3000-01-01",0,1,0,null,null,"BIOMED_ULIS",{"$error":"#NAME?"},{"$f":"IFERROR(\"Oui, à la ligne \" & MATCH(tableFévrier[[#This Row],[Fusion]],tableOctobre[Fusion],0)+1,\"Non trouvé\")","v":"Non trouvé"},null,23416,null,23416]
["MGGCONG17","Congélateur GRAM n°88400496 (-22°C)","CURA296437","Remise de la consigne à -22°C","SER",null,"U168","10U","569 895,00","3000-01-01",0,1,0,null,null,"BIOMED_ULIS",{"$error":"#NAME?"},{"$f":"IFERROR(\"Oui, à la ligne \" & MATCH(tableFévrier[[#This Row],[Fusion]],tableOctobre[Fusion],0)+1,\"Non trouvé\")","v":"Non trouvé"},null,23417,null,23417]
["GAMR41","Réacteur de fractionnement 15 000 litres n°41","CURA296508","Bit Protéine","MC",null,"U441","11U","570 143,00","3000-01-01",0,1,0,null,null,"BIOMED_ULIS",{"$error":"#NAME?"},{"$f":"IFERROR(\"Oui, à la ligne \" & MATCH(tableFévrier[[#This Row],[Fusion]],tableOctobre[Fusion],0)+1,\"Non trouvé\")","v":"Non trouvé"},null,23432,null,23432]
["PE10","Stockage et distribution éthanol","CURA296575","Défaut de refroidissement trop long","MC",null,"U236PE","11U",null,"2022-09-07",0,1,0,null,null,"BIOMED_ULIS",{"$error":"#NAME?"},{"$f":"IFERROR(\"Oui, à la ligne \" & MATCH(tableFévrier[[#This Row],[Fusion]],tableOctobre[Fusion],0)+1,\"Non trouvé\")","v":"Non trouvé"},null,23449,null,23449]
["UNFGEQUIP","Equipements UNFG en galénique","CURA296653","Changement piles pour le digicode de la salle 1271","MC",null,"U868","13U","570 357,00","3000-01-01",0,1,0,null,null,"BIOTECH_ULIS",{"$error":"#NAME?"},{"$f":"IFERROR(\"Oui, à la ligne \" & MATCH(tableFévrier[[#This Row],[Fusion]],tableOctobre[Fusion],0)+1,\"Non trouvé\")","v":"Non trouvé"},null,23465,null,23465]
["ADECMW010","Balance mettler 1500kg/0,1kg n°B424703964","CURA296718","Défaut de communication","MC",null,"U421DEAE","11U","570 466,00","3000-01-01",0,1,0,null,null,"BIOMED_ULIS",{"$error":"#NAME?"},{"$f":"IFERROR(\"Oui, à la ligne \" & MATCH(tableFévrier[[#This Row],[Fusion]],tableOctobre[Fusion],0)+1,\"Non trouvé\")","v":"Non trouvé"},null,23480]
["NEP05ST05","Station NEP laverie Albumine","CURA296803","Défaut manque solution de lavage","MC",null,"U236NEP","11U","570 573,00","3000-01-01",0,1,0,null,null,"BIOMED_ULIS",{"$error":"#NAME?"},{"$f":"IFERROR(\"Oui, à la ligne \" & MATCH(tableFévrier[[#This Row],[Fusion]],tableOctobre[Fusion],0)+1,\"Non trouvé\")","v":"Non trouvé"},null,23497,null,23497]
["BAT08RC67","Supervision albumine/immunoglobulines","CURA296834","Changement porte coupe feu","MC",null,"U200BATP","13U",null,"2023-07-25",0,1,0,null,null,"BIOMED_ULIS",{"$error":"#NAME?"},{"$f":"IFERROR(\"Oui, à la ligne \" & MATCH(tableFévrier[[#This Row],[Fusion]],tableOctobre[Fusion],0)+1,\"Non trouvé\")","v":"Non trouvé"},null,23510,null,23510]
["BAT08RC119","Pièce stockage matériel PMML","CURA296856","Luminaire à faible luminosité","MC",null,"U200BATP","10U","570 647,00","3000-01-01",0,1,0,null,null,"BIOMED_ULIS",{"$error":"#NAME?"},{"$f":"IFERROR(\"Oui, à la ligne \" & MATCH(tableFévrier[[#This Row],[Fusion]],tableOctobre[Fusion],0)+1,\"Non trouvé\")","v":"Non trouvé"},null,23526,null,23526]
["BAT08RC71","Atelier laverie FP albumine","CURA296873","Lumière éteinte","MC",null,"U200BATP","11U","570 664,00","3000-01-01",0,1,0,null,null,"BIOMED_ULIS",{"$error":"#NAME?"},{"$f":"IFERROR(\"Oui, à la ligne \" & MATCH(tableFévrier[[#This Row],[Fusion]],tableOctobre[Fusion],0)+1,\"Non trouvé\")","v":"Non trouvé"},null,23541,null,23541]
["BAT01SS32","Laverie propre plasma","CURA296949","Probléme sur le plexiglass de la porte entre 1SS28 et 1SS32","MC",null,"U200BATP","13U","570 749,00","3000-01-01",0,1,0,null,null,"BIOMED_ULIS",{"$error":"#NAME?"},{"$f":"IFERROR(\"Oui, à la ligne \" & MATCH(tableFévrier[[#This Row],[Fusion]],tableOctobre[Fusion],0)+1,\"Non trouvé\")","v":"Non trouvé"},null,23555,null,23555]
["GAMR20","Réacteur UF gamma","CURA297043","Vidange cuve","MC",null,"U441","11U","570 860,00","3000-01-01",0,1,0,null,null,"BIOMED_ULIS",{"$error":"#NAME?"},{"$f":"IFERROR(\"Oui, à la ligne \" & MATCH(tableFévrier[[#This Row],[Fusion]],tableOctobre[Fusion],0)+1,\"Non trouvé\")","v":"Non trouvé"},null,23571,null,23571]
["BAT11","Bâtiment 11 Magasin général et plasma","CURA297126","Controle fonctionnement des nacelles.","MC",null,"U235BATL","10U","570 964,00","3000-01-01",0,1,0,null,null,"BIOMED_ULIS",{"$error":"#NAME?"},{"$f":"IFERROR(\"Oui, à la ligne \" & MATCH(tableFévrier[[#This Row],[Fusion]],tableOctobre[Fusion],0)+1,\"Non trouvé\")","v":"Non trouvé"},null,23588,null,23588]
["HNA","Stockage et distribution soude","CURA297158","Local soude 8ss41","MC",null,"U236NEP","11U","571 008,00","3000-01-01",0,1,0,null,null,"BIOMED_ULIS",{"$error":"#NAME?"},{"$f":"IFERROR(\"Oui, à la ligne \" & MATCH(tableFévrier[[#This Row],[Fusion]],tableOctobre[Fusion],0)+1,\"Non trouvé\")","v":"Non trouvé"},null,23605,null,23605]
["PW3CMT303","Sonde temp. eau recyclée depuis V3V","U_METR000012","Vérification PERIODIQUE température","MPS","METR","U222PW","11U","613 829,00","2024-09-28",3,1,0,365,0,"BIOMED_ULIS",{"$error":"#NAME?"},{"$f":"IFERROR(\"Oui, à la ligne \" & MATCH(tableFévrier[[#This Row],[Fusion]],tableOctobre[Fusion],0)+1,\"Non trouvé\")","v":"Non trouvé"},null,23612,null,23612]
["ADECR114","Skid chromatographie DEAE 114","CURA297209","Défaut objet non pret","MC",null,"U421DEAE","11U","571 085,00","3000-01-01",0,1,0,null,null,"BIOMED_ULIS",{"$error":"#NAME?"},{"$f":"IFERROR(\"Oui, à la ligne \" & MATCH(tableFévrier[[#This Row],[Fusion]],tableOctobre[Fusion],0)+1,\"Non trouvé\")","v":"Non trouvé"},null,23636,null,23636]
["BAT11","Bâtiment 11 Magasin général et plasma","CURA297287","Température haute","MC",null,"U235BATL","11U","571 398,00","3000-01-01",0,1,0,null,null,"BIOMED_ULIS",{"$error":"#NAME?"},{"$f":"IFERROR(\"Oui, à la ligne \" & MATCH(tableFévrier[[#This Row],[Fusion]],tableOctobre[Fusion],0)+1,\"Non trouvé\")","v":"Non trouvé"},null,23650,null,23650]
["WFISBD310","Système stockage WFI ADEAE","CURA297288","Défaut sur le toc","MC",null,"U236WFI","11U","571 400,00","3000-01-01",0,1,0,null,null,"BIOMED_ULIS",{"$error":"#NAME?"},{"$f":"IFERROR(\"Oui, à la ligne \" & MATCH(tableFévrier[[#This Row],[Fusion]],tableOctobre[Fusion],0)+1,\"Non trouvé\")","v":"Non trouvé"},null,23651,null,23651]
["EPL2TRP26","Transpalettte à haute levée n°173C14171022","CURA297312","Plasma : transpalette ressort cassé à changer","MC",null,"U406","15U","571 431,00","3000-01-01",0,1,0,null,null,"BIOMED_ULIS",{"$error":"#NAME?"},{"$f":"IFERROR(\"Oui, à la ligne \" & MATCH(tableFévrier[[#This Row],[Fusion]],tableOctobre[Fusion],0)+1,\"Non trouvé\")","v":"Non trouvé"},null,23668,null,23668]
["ALBRS40","Flexible de soutirage ALBR006","U_PROC000200","Remplacement flexible","MPS","AUTR","U440","11U",null,"2024-07-29",3,1,0,730,0,"BIOMED_ULIS",{"$error":"#NAME?"},{"$f":"IFERROR(\"Oui, à la ligne \" & MATCH(tableFévrier[[#This Row],[Fusion]],tableOctobre[Fusion],0)+1,\"Non trouvé\")","v":"Non trouvé"},null,23683,null,23683]
["BAT01SS31","Atelier broyage plasma","CURA297461"," le ferme porte d'une des portes de la 1SS31 est cassé","MC",null,"U200BATP","13U","571 788,00","3000-01-01",0,1,0,null,null,"BIOMED_ULIS",{"$error":"#NAME?"},{"$f":"IFERROR(\"Oui, à la ligne \" & MATCH(tableFévrier[[#This Row],[Fusion]],tableOctobre[Fusion],0)+1,\"Non trouvé\")","v":"Non trouvé"},null,23698,null,23698]
["FIBC1500","Centrifugeuse Fibri n°2","CURA297546","Problème de stabilité pression azote","MC",null,"U411","11U","573 591,00","3000-01-01",0,1,0,null,null,"BIOMED_ULIS",{"$error":"#NAME?"},{"$f":"IFERROR(\"Oui, à la ligne \" & MATCH(tableFévrier[[#This Row],[Fusion]],tableOctobre[Fusion],0)+1,\"Non trouvé\")","v":"Non trouvé"},null,23712,null,23712]
["ALBJTV71","Vanne intro pousse ALBR71","CURA297574","Fuite au niveau du bras d'introduction de la cuve ALBR71","MC",null,"U440","11U","571 932,00","3000-01-01",0,1,0,null,null,"BIOMED_ULIS",{"$error":"#NAME?"},{"$f":"IFERROR(\"Oui, à la ligne \" & MATCH(tableFévrier[[#This Row],[Fusion]],tableOctobre[Fusion],0)+1,\"Non trouvé\")","v":"Non trouvé"},null,23727,null,23727]
["MGPCEL04","Gerbeur R14 CF","CURA297708","Plasma: système bluespot HS sur gerbeur","MC",null,"U406","15U","572 097,00","3000-01-01",0,1,0,null,null,"BIOMED_ULIS",{"$error":"#NAME?"},{"$f":"IFERROR(\"Oui, à la ligne \" & MATCH(tableFévrier[[#This Row],[Fusion]],tableOctobre[Fusion],0)+1,\"Non trouvé\")","v":"Non trouvé"},null,23743,null,23743]
["AC13CT13","Caisson de trait. air cryosas B8","CURA297797","Vanne 3 voies","SER",null,"U222AC","10U","572 202,00","3000-01-01",0,1,0,null,null,"BIOMED_ULIS",{"$error":"#NAME?"},{"$f":"IFERROR(\"Oui, à la ligne \" & MATCH(tableFévrier[[#This Row],[Fusion]],tableOctobre[Fusion],0)+1,\"Non trouvé\")","v":"Non trouvé"},null,23756,null,23756]
["RF52RHC02","Compresseur n°2 CO2","CURA297839","Révision mécanique des 10000h","MPC",null,"U222RF","10U","572 259,00","3000-01-01",0,1,0,null,null,"BIOMED_ULIS",{"$error":"#NAME?"},{"$f":"IFERROR(\"Oui, à la ligne \" & MATCH(tableFévrier[[#This Row],[Fusion]],tableOctobre[Fusion],0)+1,\"Non trouvé\")","v":"Non trouvé"},null,23773,null,23773]
["NEP09ST09","Sous-station NEP ADEAE","CURA297902","Défaut conductivuté rinçage final","MC",null,"U236NEP","11U","572 345,00","3000-01-01",0,1,0,null,null,"BIOMED_ULIS",{"$error":"#NAME?"},{"$f":"IFERROR(\"Oui, à la ligne \" & MATCH(tableFévrier[[#This Row],[Fusion]],tableOctobre[Fusion],0)+1,\"Non trouvé\")","v":"Non trouvé"},null,23790,null,23790]
["PLAELEV03","Elévateur pneumatique plasma n°3","CURA297987","Détécteur hs","MC",null,"U410","11U","572 981,00","3000-01-01",0,1,0,null,null,"BIOMED_ULIS",{"$error":"#NAME?"},{"$f":"IFERROR(\"Oui, à la ligne \" & MATCH(tableFévrier[[#This Row],[Fusion]],tableOctobre[Fusion],0)+1,\"Non trouvé\")","v":"Non trouvé"},null,23802,null,23802]
["ALBR005","Réacteur n°5 fractionnement albumine","CURA298036","Défaut température GW1CMT01","MC",null,"U440","11U","573 043,00","3000-01-01",0,1,0,null,null,"BIOMED_ULIS",{"$error":"#NAME?"},{"$f":"IFERROR(\"Oui, à la ligne \" & MATCH(tableFévrier[[#This Row],[Fusion]],tableOctobre[Fusion],0)+1,\"Non trouvé\")","v":"Non trouvé"}]
["NEP06ST06","Station NEP réacteurs Gamma","CURA298065","Garniture pompe NEP06CP01 fuyard","MPC",null,"U236NEP","11U","573 078,00","3000-01-01",0,1,0,null,null,"BIOMED_ULIS",{"$error":"#NAME?"},{"$f":"IFERROR(\"Oui, à la ligne \" & MATCH(tableFévrier[[#This Row],[Fusion]],tableOctobre[Fusion],0)+1,\"Non trouvé\")","v":"Non trouvé"},null,23830,null,23830]
["GAMR010","Réacteur n°10 fractionnement gamma","CURA298102","Refroidissement aprés nep","MC",null,"U441","11U","573 137,00","3000-01-01",0,1,0,null,null,"BIOMED_ULIS",{"$error":"#NAME?"},{"$f":"IFERROR(\"Oui, à la ligne \" & MATCH(tableFévrier[[#This Row],[Fusion]],tableOctobre[Fusion],0)+1,\"Non trouvé\")","v":"Non trouvé"},null,23845,null,23845]
["GAMCT21","Réacteur uf gamma","CURA298136","Consignation","CON",null,"U441","11U","573 173,00","3000-01-01",0,1,0,null,null,"BIOMED_ULIS",{"$error":"#NAME?"},{"$f":"IFERROR(\"Oui, à la ligne \" & MATCH(tableFévrier[[#This Row],[Fusion]],tableOctobre[Fusion],0)+1,\"Non trouvé\")","v":"Non trouvé"},null,23862,null,23862]
["DCGPEL100","Ligne de découpe","CURA298179","Défaut portes","MC",null,"U411","11U","573 224,00","3000-01-01",0,1,0,null,null,"BIOMED_ULIS",{"$error":"#NAME?"},{"$f":"IFERROR(\"Oui, à la ligne \" & MATCH(tableFévrier[[#This Row],[Fusion]],tableOctobre[Fusion],0)+1,\"Non trouvé\")","v":"Non trouvé"},null,23870,null,23870]
["GAMR20","Réacteur UF gamma","CURA298202","Modification lèche paroie","MC",null,"U441","11U","573 247,00","3000-01-01",0,1,0,null,null,"BIOMED_ULIS",{"$error":"#NAME?"},{"$f":"IFERROR(\"Oui, à la ligne \" & MATCH(tableFévrier[[#This Row],[Fusion]],tableOctobre[Fusion],0)+1,\"Non trouvé\")","v":"Non trouvé"},null,23874,null,23874]
["ADEPP124_071","Pompe péristaltique intro tampon/produit","CURA298285","Remplacement tube","MC",null,"U421DEAE","11U","573 565,00","3000-01-01",0,1,0,null,null,"BIOMED_ULIS",{"$f":"_xlfn.TEXTJOIN(\"\",TRUE,A24322:D24322,H24322,N24322)","v":{"$error":"#NAME?"}},{"$f":"IFERROR(\"Oui, à la ligne \" & MATCH(tableFévrier[[#This Row],[Fusion]],tableOctobre[Fusion],0)+1,\"Non trouvé\")","v":"Non trouvé"},null,23889,null,23889]
["BAT08","Bâtiment 8 de production","CURA298330","Fixation des vestiaire femme en 8 rc43","MC",null,"U200BATP","13U","573 608,00","3000-01-01",0,1,0,null,null,"BIOMED_ULIS",{"$error":"#NAME?"},{"$f":"IFERROR(\"Oui, à la ligne \" & MATCH(tableFévrier[[#This Row],[Fusion]],tableOctobre[Fusion],0)+1,\"Non trouvé\")","v":"Non trouvé"},null,23906,null,23906]
["ALBR002","Réacteur n°2 fractionnement albumine","CURA298397","Défaut pression","MC",null,"U440","11U","573 690,00","3000-01-01",0,1,0,null,null,"BIOMED_ULIS",{"$error":"#NAME?"},{"$f":"IFERROR(\"Oui, à la ligne \" & MATCH(tableFévrier[[#This Row],[Fusion]],tableOctobre[Fusion],0)+1,\"Non trouvé\")","v":"Non trouvé"}]
["PLAEQUIP","Equipements spécifiques plasma","CURA298440","Bac de transfert abimé","MC",null,"U410","11U",null,"2022-10-08",0,1,0,null,null,"BIOMED_ULIS",{"$error":"#NAME?"},{"$f":"IFERROR(\"Oui, à la ligne \" & MATCH(tableFévrier[[#This Row],[Fusion]],tableOctobre[Fusion],0)+1,\"Non trouvé\")","v":"Non trouvé"},null,23929,null,23929]
["BAT01","Bâtiment 1 commun","CURA298458","Défaut température BAT01 1259","MC",null,"U235BATU","11U","573 765,00","3000-01-01",0,1,0,null,null,"BIOMED_ULIS",{"$error":"#NAME?"},{"$f":"IFERROR(\"Oui, à la ligne \" & MATCH(tableFévrier[[#This Row],[Fusion]],tableOctobre[Fusion],0)+1,\"Non trouvé\")","v":"Non trouvé"},null,23940,null,23940]
["BAT08","Bâtiment 8 de production","CURA298480","Retirer les supports pour les supports à roulettes pour les containers d'albumine","MC",null,"U200BATP","13U","573 796,00","3000-01-01",0,1,0,null,null,"BIOMED_ULIS",{"$error":"#NAME?"},{"$f":"IFERROR(\"Oui, à la ligne \" & MATCH(tableFévrier[[#This Row],[Fusion]],tableOctobre[Fusion],0)+1,\"Non trouvé\")","v":"Non trouvé"},null,23954,null,23954]
["PLAFL01","Plafond soufflant décongélation","CURA298533","Plafond soufflant en défaut","MC",null,"U410","10U","573 844,00","3000-01-01",0,1,0,null,null,"BIOMED_ULIS",{"$error":"#NAME?"},{"$f":"IFERROR(\"Oui, à la ligne \" & MATCH(tableFévrier[[#This Row],[Fusion]],tableOctobre[Fusion],0)+1,\"Non trouvé\")","v":"Non trouvé"},null,23970,null,23970]
["WWR01","Cuve effluents NEP","CURA298620","Défauts traitement effluents","MC",null,"U235WW","11U","573 952,00","3000-01-01",0,1,0,null,null,"BIOMED_ULIS",{"$error":"#NAME?"},{"$f":"IFERROR(\"Oui, à la ligne \" & MATCH(tableFévrier[[#This Row],[Fusion]],tableOctobre[Fusion],0)+1,\"Non trouvé\")","v":"Non trouvé"}]
["WWR400","Cuve de rétention","CURA298668","Défaut niveau haut","MC",null,"U235WW","11U","574 080,00","3000-01-01",0,1,0,null,null,"BIOMED_ULIS",{"$error":"#NAME?"},{"$f":"IFERROR(\"Oui, à la ligne \" & MATCH(tableFévrier[[#This Row],[Fusion]],tableOctobre[Fusion],0)+1,\"Non trouvé\")","v":"Non trouvé"}]
["PLAPLC01","Station automate centrifugation plasma","CURA298740","Modification temporisation predecongélation 1ss23","MC",null,"U410","12U","574 189,00","3000-01-01",0,1,0,null,null,"BIOMED_ULIS",{"$error":"#NAME?"},{"$f":"IFERROR(\"Oui, à la ligne \" & MATCH(tableFévrier[[#This Row],[Fusion]],tableOctobre[Fusion],0)+1,\"Non trouvé\")","v":"Non trouvé"},null,24014,null,24014]
["WFISBD208","Sous boucle de distribution extension B8","CURA298772","Défaut retour haut distrib WFICMT54","MC",null,"U236WFI","11U","574 216,00","3000-01-01",0,1,0,null,null,"BIOMED_ULIS",{"$error":"#NAME?"},{"$f":"IFERROR(\"Oui, à la ligne \" & MATCH(tableFévrier[[#This Row],[Fusion]],tableOctobre[Fusion],0)+1,\"Non trouvé\")","v":"Non trouvé"},null,24027,null,24027]
["MGPCF13","Chambre froide n°13 couloir -40°C","CURA298845","Identifications portes des chambres froides plasma","MC",null,"U406","13U",null,"2022-11-30",0,1,0,null,null,"BIOMED_ULIS",{"$error":"#NAME?"},{"$f":"IFERROR(\"Oui, à la ligne \" & MATCH(tableFévrier[[#This Row],[Fusion]],tableOctobre[Fusion],0)+1,\"Non trouvé\")","v":"Non trouvé"},null,24043,null,24043]
["GAMEQUIP","Equipements communs gamma","CURA298930","Rempalcement des vis de fond de bol","MC",null,"U441","11U","574 451,00","3000-01-01",0,1,0,null,null,"BIOMED_ULIS",{"$error":"#NAME?"},{"$f":"IFERROR(\"Oui, à la ligne \" & MATCH(tableFévrier[[#This Row],[Fusion]],tableOctobre[Fusion],0)+1,\"Non trouvé\")","v":"Non trouvé"}]
["GAMR008","Réacteur n°08 fractionnement gamma","CURA298957","Raz pesons","MC",null,"U441","11U","574 479,00","3000-01-01",0,1,0,null,null,"BIOMED_ULIS",{"$error":"#NAME?"},{"$f":"IFERROR(\"Oui, à la ligne \" & MATCH(tableFévrier[[#This Row],[Fusion]],tableOctobre[Fusion],0)+1,\"Non trouvé\")","v":"Non trouvé"},null,24073,null,24073]
["BAT04","Bâtiment 4 Centrale énergie","CURA299019","Local groupe froid","SER",null,"S244","10U","574 533,00","3000-01-01",0,1,0,null,null,"BIOMED_ULIS",{"$error":"#NAME?"},{"$f":"IFERROR(\"Oui, à la ligne \" & MATCH(tableFévrier[[#This Row],[Fusion]],tableOctobre[Fusion],0)+1,\"Non trouvé\")","v":"Non trouvé"},null,24089,null,24089]
["IS1","Production de vapeur industrielle B4","CURA299024","Rangement","SER",null,"U222IS","10U","574 538,00","3000-01-01",0,1,0,null,null,"BIOMED_ULIS",{"$error":"#NAME?"},{"$f":"IFERROR(\"Oui, à la ligne \" & MATCH(tableFévrier[[#This Row],[Fusion]],tableOctobre[Fusion],0)+1,\"Non trouvé\")","v":"Non trouvé"},null,24091,null,24091]
["GW15","Production / distrib. eau glacée 15/20°C","CURA299076","Création piquage pour prélèvement et injection","MC",null,"U222GW","10U","574 586,00","3000-01-01",0,1,0,null,null,"BIOMED_ULIS",{"$error":"#NAME?"},{"$f":"IFERROR(\"Oui, à la ligne \" & MATCH(tableFévrier[[#This Row],[Fusion]],tableOctobre[Fusion],0)+1,\"Non trouvé\")","v":"Non trouvé"},null,24106,null,24106]
["GAMR02","Cuve n°2 remise en solution pâtes gamma","CURA299131","Le soutirage ne se fait pas","MCU",null,"U441","11U","574 647,00","3000-01-01",0,1,0,null,null,"BIOMED_ULIS",{"$error":"#NAME?"},{"$f":"IFERROR(\"Oui, à la ligne \" & MATCH(tableFévrier[[#This Row],[Fusion]],tableOctobre[Fusion],0)+1,\"Non trouvé\")","v":"Non trouvé"},null,24121,null,24121]
["CRDAU01","Autoclave BIOTECH","CURA299215","Fuite vapeur","MC",null,"U850","11U","574 893,00","3000-01-01",0,1,0,null,null,"BIOTECH_ULIS",{"$error":"#NAME?"},{"$f":"IFERROR(\"Oui, à la ligne \" & MATCH(tableFévrier[[#This Row],[Fusion]],tableOctobre[Fusion],0)+1,\"Non trouvé\")","v":"Non trouvé"},null,24134,null,24134]
["BCHCMQ114","Pipette E3X n°K58807L","U_METR000026","Vérification PERIODIQUE labo extérieur","MPS","METR","U624UAP","22U","602 796,00","2024-01-19",3,1,0,26,1,"BIOMED_ULIS",{"$error":"#NAME?"},{"$f":"IFERROR(\"Oui, à la ligne \" & MATCH(tableFévrier[[#This Row],[Fusion]],tableOctobre[Fusion],0)+1,\"Non trouvé\")","v":"Non trouvé"},null,24148]
["CRDCF1250","Chambre froide -35°C pièce 1250","CURA299308","Appel GTC","MC",null,"U851","11U","575 080,00","3000-01-01",0,1,0,null,null,"BIOTECH_ULIS",{"$error":"#NAME?"},{"$f":"IFERROR(\"Oui, à la ligne \" & MATCH(tableFévrier[[#This Row],[Fusion]],tableOctobre[Fusion],0)+1,\"Non trouvé\")","v":"Non trouvé"},null,24164,null,24164]
["PW32","Prod. Eau purifiée ORION n°2","CURA299355","Appel gtc","MC",null,"U222PW","11U","575 329,00","3000-01-01",0,1,0,null,null,"BIOMED_ULIS",{"$error":"#NAME?"},{"$f":"IFERROR(\"Oui, à la ligne \" & MATCH(tableFévrier[[#This Row],[Fusion]],tableOctobre[Fusion],0)+1,\"Non trouvé\")","v":"Non trouvé"}]
["PW33","Prod. Eau purifiée ORION n°3","CURA299379","Alarme gtc","MC",null,"U222PW","11U","575 356,00","3000-01-01",0,1,0,null,null,"BIOMED_ULIS",{"$error":"#NAME?"},{"$f":"IFERROR(\"Oui, à la ligne \" & MATCH(tableFévrier[[#This Row],[Fusion]],tableOctobre[Fusion],0)+1,\"Non trouvé\")","v":"Non trouvé"}]
["PLAJDV13","Vanne d'isolement sortie PLAC02","CURA299416","Fuite air sur PLAJDV13 pour récolte surnageant via Canule","MC",null,"U410","11U","575 400,00","3000-01-01",0,1,0,null,null,"BIOMED_ULIS",{"$error":"#NAME?"},{"$f":"IFERROR(\"Oui, à la ligne \" & MATCH(tableFévrier[[#This Row],[Fusion]],tableOctobre[Fusion],0)+1,\"Non trouvé\")","v":"Non trouvé"},null,24208,null,24208]
["BAT01SS15","Local technique utilités","CURA299446","Remplacement tronçon évacuation pluviale","MC",null,"U235BATU","13U","575 437,00","3000-01-01",0,1,0,null,null,"BIOMED_ULIS",{"$error":"#NAME?"},{"$f":"IFERROR(\"Oui, à la ligne \" & MATCH(tableFévrier[[#This Row],[Fusion]],tableOctobre[Fusion],0)+1,\"Non trouvé\")","v":"Non trouvé"},null,24225,null,24225]
["BAT01SS42","Pièce bâtiment 1SS42","CURA299521","1SS42 Contour interrupteur à remettre en place","MC",null,"U235BATU","10U","575 887,00","3000-01-01",0,1,0,null,null,"BIOMED_ULIS",{"$error":"#NAME?"},{"$f":"IFERROR(\"Oui, à la ligne \" & MATCH(tableFévrier[[#This Row],[Fusion]],tableOctobre[Fusion],0)+1,\"Non trouvé\")","v":"Non trouvé"},null,24237,null,24237]
["BAT01SS28","Atelier découpe des poches plasma","CURA299558","1SS28 Reprises sol autour du siphon et au niveau des postes de coupe","MC",null,"U200BATP","13U","575 931,00","3000-01-01",0,1,0,null,null,"BIOMED_ULIS",{"$error":"#NAME?"},{"$f":"IFERROR(\"Oui, à la ligne \" & MATCH(tableFévrier[[#This Row],[Fusion]],tableOctobre[Fusion],0)+1,\"Non trouvé\")","v":"Non trouvé"},null,24251,null,24251]
["BAT01SS55","SAS sortie tunnel de décongélation","CURA299583","1SS25 Néons HS","MC",null,"U200BATP","10U","575 962,00","3000-01-01",0,1,0,null,null,"BIOMED_ULIS",{"$error":"#NAME?"},{"$f":"IFERROR(\"Oui, à la ligne \" & MATCH(tableFévrier[[#This Row],[Fusion]],tableOctobre[Fusion],0)+1,\"Non trouvé\")","v":"Non trouvé"},null,24268,null,24268]
["DCGPEL100","Ligne de découpe","CURA299608","Défaut de porte","MC",null,"U411","11U","575 986,00","3000-01-01",0,1,0,null,null,"BIOMED_ULIS",{"$error":"#NAME?"},{"$f":"IFERROR(\"Oui, à la ligne \" & MATCH(tableFévrier[[#This Row],[Fusion]],tableOctobre[Fusion],0)+1,\"Non trouvé\")","v":"Non trouvé"},null,24284,null,24284]
["BAT08RC101","Atelier tableaux pontage NEP gamma","CURA299634","8RC101 Support perforé à refixer + reprise mur","MC",null,"U200BATP","13U","576 014,00","3000-01-01",0,1,0,null,null,"BIOMED_ULIS",{"$error":"#NAME?"},{"$f":"IFERROR(\"Oui, à la ligne \" & MATCH(tableFévrier[[#This Row],[Fusion]],tableOctobre[Fusion],0)+1,\"Non trouvé\")","v":"Non trouvé"},null,24300,null,24300]
["PLACONG03","Congélateur pâte Cryo","CURA299677","1SS27 Bas du PLACONG03 abimé","MC",null,"U410","10U","576 066,00","3000-01-01",0,1,0,null,null,"BIOMED_ULIS",{"$error":"#NAME?"},{"$f":"IFERROR(\"Oui, à la ligne \" & MATCH(tableFévrier[[#This Row],[Fusion]],tableOctobre[Fusion],0)+1,\"Non trouvé\")","v":"Non trouvé"}]
["PLACONG03","Congélateur pâte Cryo","CURA299678"," 1ss27 Ecran PLACONG03 à remettre en place","MC",null,"U410","11U","576 067,00","3000-01-01",0,1,0,null,null,"BIOMED_ULIS",{"$error":"#NAME?"},{"$f":"IFERROR(\"Oui, à la ligne \" & MATCH(tableFévrier[[#This Row],[Fusion]],tableOctobre[Fusion],0)+1,\"Non trouvé\")","v":"Non trouvé"}]
["BAT08RC62","Atelier cuverie albumine/immunoglobuline","CURA299729","8RC62 Reprise silicone autour du support canalisation","MC",null,"U200BATP","13U","576 111,00","3000-01-01",0,1,0,null,null,"BIOMED_ULIS",{"$error":"#NAME?"},{"$f":"IFERROR(\"Oui, à la ligne \" & MATCH(tableFévrier[[#This Row],[Fusion]],tableOctobre[Fusion],0)+1,\"Non trouvé\")","v":"Non trouvé"},null,24330,null,24330]
["BAT08RC45","Atelier cuverie sortie produit UF2","CURA299757","Passivation plaque inox de la porte 8RC45","MC",null,"U200BATP","11U","576 146,00","3000-01-01",0,1,0,null,null,"BIOMED_ULIS",{"$error":"#NAME?"},{"$f":"IFERROR(\"Oui, à la ligne \" & MATCH(tableFévrier[[#This Row],[Fusion]],tableOctobre[Fusion],0)+1,\"Non trouvé\")","v":"Non trouvé"},null,24352,null,24352]
["BAT08RC53","Laverie albumine 8RC53","CURA299772","8RC53 Rayure mur à côté du détecteur DF 12 15","MC",null,"U200BATP","13U","576 157,00","3000-01-01",0,1,0,null,null,"BIOMED_ULIS",{"$error":"#NAME?"},{"$f":"IFERROR(\"Oui, à la ligne \" & MATCH(tableFévrier[[#This Row],[Fusion]],tableOctobre[Fusion],0)+1,\"Non trouvé\")","v":"Non trouvé"},null,24360,null,24360]
["BAT01SS28","Atelier découpe des poches plasma","CURA299794","1SS28 Presse étoupe à changer (arrêt d'urgence centri)","MC",null,"U200BATP","11U","576 180,00","3000-01-01",0,1,0,null,null,"BIOMED_ULIS",{"$error":"#NAME?"},{"$f":"IFERROR(\"Oui, à la ligne \" & MATCH(tableFévrier[[#This Row],[Fusion]],tableOctobre[Fusion],0)+1,\"Non trouvé\")","v":"Non trouvé"},null,24375,null,24375]
["BAT08RC62","Atelier cuverie albumine/immunoglobuline","CURA299829","8RC62 Passerelle  Scotch alu + Etiquettes détection chaud à changer","MC",null,"U200BATP","11U","576 224,00","3000-01-01",0,1,0,null,null,"BIOMED_ULIS",{"$error":"#NAME?"},{"$f":"IFERROR(\"Oui, à la ligne \" & MATCH(tableFévrier[[#This Row],[Fusion]],tableOctobre[Fusion],0)+1,\"Non trouvé\")","v":"Non trouvé"},null,24390,null,24390]
["WFISBD103","Ss boucle PPI centrale pesée/prépa M.S.","CURA299856","Défaut température","MC",null,"U236WFI","11U","576 274,00","3000-01-01",0,1,0,null,null,"BIOMED_ULIS",{"$error":"#NAME?"},{"$f":"IFERROR(\"Oui, à la ligne \" & MATCH(tableFévrier[[#This Row],[Fusion]],tableOctobre[Fusion],0)+1,\"Non trouvé\")","v":"Non trouvé"},null,24400,null,24400]
["GAMBOL267","Bol de centri BKA45 n°267","U_GAMM000001","Validation gamme de maintenance","SER","AUTR","U441","14U","576 329,00","3000-01-01",0,1,0,null,null,"BIOMED_ULIS",{"$error":"#NAME?"},{"$f":"IFERROR(\"Oui, à la ligne \" & MATCH(tableFévrier[[#This Row],[Fusion]],tableOctobre[Fusion],0)+1,\"Non trouvé\")","v":"Non trouvé"},null,24417,null,24417]
["BAT01","Bâtiment 1 commun","CURA299935","Sas b1/b8","MC",null,"U235BATU","11U","576 354,00","3000-01-01",0,1,0,null,null,"BIOMED_ULIS",{"$error":"#NAME?"},{"$f":"IFERROR(\"Oui, à la ligne \" & MATCH(tableFévrier[[#This Row],[Fusion]],tableOctobre[Fusion],0)+1,\"Non trouvé\")","v":"Non trouvé"},null,24428,null,24428]
["PW32","Prod. Eau purifiée ORION n°2","CURA299994","Défaut","MC",null,"U222PW","11U","576 558,00","3000-01-01",0,1,0,null,null,"BIOMED_ULIS",{"$error":"#NAME?"},{"$f":"IFERROR(\"Oui, à la ligne \" & MATCH(tableFévrier[[#This Row],[Fusion]],tableOctobre[Fusion],0)+1,\"Non trouvé\")","v":"Non trouvé"},null,24444,null,24444]
["GAMR010","Réacteur n°10 fractionnement gamma","CURA300054","Raz pesons","MC",null,"U441","11U","576 683,00","3000-01-01",0,1,0,null,null,"BIOMED_ULIS",{"$error":"#NAME?"},{"$f":"IFERROR(\"Oui, à la ligne \" & MATCH(tableFévrier[[#This Row],[Fusion]],tableOctobre[Fusion],0)+1,\"Non trouvé\")","v":"Non trouvé"},null,24460,null,24460]
["ALBR08","Réacteur UF albumine UF2","CURA300112","Divers","MC",null,"U440","11U","576 865,00","3000-01-01",0,1,0,null,null,"BIOMED_ULIS",{"$error":"#NAME?"},{"$f":"IFERROR(\"Oui, à la ligne \" & MATCH(tableFévrier[[#This Row],[Fusion]],tableOctobre[Fusion],0)+1,\"Non trouvé\")","v":"Non trouvé"}]
["PLAPLC01","Station automate centrifugation plasma","CURA300165","Changement paramètres","MC",null,"U410","11U","576 941,00","3000-01-01",0,1,0,null,null,"BIOMED_ULIS",{"$error":"#NAME?"},{"$f":"IFERROR(\"Oui, à la ligne \" & MATCH(tableFévrier[[#This Row],[Fusion]],tableOctobre[Fusion],0)+1,\"Non trouvé\")","v":"Non trouvé"},null,24482,null,24482]
["PLAPLC01","Station automate centrifugation plasma","CURA300187","Défaut Nep et renvoi surnageant","MC",null,"U410","11U","576 965,00","3000-01-01",0,1,0,null,null,"BIOMED_ULIS",{"$error":"#NAME?"},{"$f":"IFERROR(\"Oui, à la ligne \" & MATCH(tableFévrier[[#This Row],[Fusion]],tableOctobre[Fusion],0)+1,\"Non trouvé\")","v":"Non trouvé"},null,24495,null,24495]
["ELEPTLIV","Poste de livraison EDF","CURA300225","Etude mise en place détection automatique. Préventeo","SER",null,"U222ELE","10U","577 005,00","3000-01-01",0,1,0,null,null,"BIOMED_ULIS",{"$error":"#NAME?"},{"$f":"IFERROR(\"Oui, à la ligne \" & MATCH(tableFévrier[[#This Row],[Fusion]],tableOctobre[Fusion],0)+1,\"Non trouvé\")","v":"Non trouvé"},null,24509,null,24509]
["CIP01ST01","Station CIP n°1 Fibrinogéne","CURA300276","Défaut niveau bas sous station","MC",null,"U236NEP","11U","577 074,00","3000-01-01",0,1,0,null,null,"BIOMED_ULIS",{"$error":"#NAME?"},{"$f":"IFERROR(\"Oui, à la ligne \" & MATCH(tableFévrier[[#This Row],[Fusion]],tableOctobre[Fusion],0)+1,\"Non trouvé\")","v":"Non trouvé"},null,24523,null,24523]
["ALBR004","Réacteur n°4 fractionnement albumine","CURA300277","Disque de rupture HS","MC",null,"U440","11U","577 075,00","3000-01-01",0,1,0,null,null,"BIOMED_ULIS",{"$error":"#NAME?"},{"$f":"IFERROR(\"Oui, à la ligne \" & MATCH(tableFévrier[[#This Row],[Fusion]],tableOctobre[Fusion],0)+1,\"Non trouvé\")","v":"Non trouvé"}]
["BAT08ADEAE","Bâtiment 8 atelier ADE","CURA300298","Identification des grilles - Secteur ADEAE","MC",null,"U200BATP","10U","577 103,00","3000-01-01",0,1,0,null,null,"BIOMED_ULIS",{"$error":"#NAME?"},{"$f":"IFERROR(\"Oui, à la ligne \" & MATCH(tableFévrier[[#This Row],[Fusion]],tableOctobre[Fusion],0)+1,\"Non trouvé\")","v":"Non trouvé"},null,24537,null,24537]
["AC60CE090","Caisson d'extraction bâtiment B5","CURA300321","Courroie cassée","MC",null,"U222AC","10U","577 124,00","3000-01-01",0,1,0,null,null,"BIOMED_ULIS",{"$error":"#NAME?"},{"$f":"IFERROR(\"Oui, à la ligne \" & MATCH(tableFévrier[[#This Row],[Fusion]],tableOctobre[Fusion],0)+1,\"Non trouvé\")","v":"Non trouvé"},null,24553,null,24553]
["WFIPV310_046","Vanne sur puisage diluteur 138 pt23","CURA300371","Fuite","MC",null,"U236WFI","11U","577 188,00","3000-01-01",0,1,0,null,null,"BIOMED_ULIS",{"$error":"#NAME?"},{"$f":"IFERROR(\"Oui, à la ligne \" & MATCH(tableFévrier[[#This Row],[Fusion]],tableOctobre[Fusion],0)+1,\"Non trouvé\")","v":"Non trouvé"},null,24568,null,24568]
["PLAPP04","Pompe envoi plasma vers PLAC02","U_MECA000245","Maintenance pompe","MPS","MECA","U410","11U",null,"2049-11-09",3,1,0,365,0,"BIOMED_ULIS",{"$error":"#NAME?"},{"$f":"IFERROR(\"Oui, à la ligne \" & MATCH(tableFévrier[[#This Row],[Fusion]],tableOctobre[Fusion],0)+1,\"Non trouvé\")","v":"Non trouvé"},null,24581,null,24581]
["BAT08RC32","Vestiaires hommes production","CURA300526","8RC32 : Luminaire HS","MC",null,"U200BATP","10U","577 483,00","3000-01-01",0,1,0,null,null,"BIOMED_ULIS",{"$error":"#NAME?"},{"$f":"IFERROR(\"Oui, à la ligne \" & MATCH(tableFévrier[[#This Row],[Fusion]],tableOctobre[Fusion],0)+1,\"Non trouvé\")","v":"Non trouvé"},null,24599,null,24599]
["ALBR08","Réacteur UF albumine UF2","CURA300582","Raz peson","MC",null,"U440","11U","577 771,00","3000-01-01",0,1,0,null,null,"BIOMED_ULIS",{"$error":"#NAME?"},{"$f":"IFERROR(\"Oui, à la ligne \" & MATCH(tableFévrier[[#This Row],[Fusion]],tableOctobre[Fusion],0)+1,\"Non trouvé\")","v":"Non trouvé"}]
["NEP10ST10","Station de nettoyage en place n°10","CURA300602","Défaut contrôle débit","MC",null,"U236NEP","11U","577 794,00","3000-01-01",0,1,0,null,null,"BIOMED_ULIS",{"$error":"#NAME?"},{"$f":"IFERROR(\"Oui, à la ligne \" & MATCH(tableFévrier[[#This Row],[Fusion]],tableOctobre[Fusion],0)+1,\"Non trouvé\")","v":"Non trouvé"}]
["WFISBD208","Sous boucle de distribution extension B8","CURA300638","Défaut température haut distribution WFICMT54","MC",null,"U236WFI","11U","577 824,00","3000-01-01",0,1,0,null,null,"BIOMED_ULIS",{"$error":"#NAME?"},{"$f":"IFERROR(\"Oui, à la ligne \" & MATCH(tableFévrier[[#This Row],[Fusion]],tableOctobre[Fusion],0)+1,\"Non trouvé\")","v":"Non trouvé"},null,24644,null,24644]
["BAT08RC32","Vestiaires hommes production","CURA300702","8RC32 reprise tiroirs, porte abîmée","MC",null,"U200BATP","13U","577 894,00","3000-01-01",0,1,0,null,null,"BIOMED_ULIS",{"$error":"#NAME?"},{"$f":"IFERROR(\"Oui, à la ligne \" & MATCH(tableFévrier[[#This Row],[Fusion]],tableOctobre[Fusion],0)+1,\"Non trouvé\")","v":"Non trouvé"},null,24660,null,24660]
["NEP04ST04","Station NEP réacteurs + UF Albumine","CURA300724","Vidange sous station","MC",null,"U236NEP","11U","577 956,00","3000-01-01",0,1,0,null,null,"BIOMED_ULIS",{"$error":"#NAME?"},{"$f":"IFERROR(\"Oui, à la ligne \" & MATCH(tableFévrier[[#This Row],[Fusion]],tableOctobre[Fusion],0)+1,\"Non trouvé\")","v":"Non trouvé"},null,24676,null,24676]
["BAT08RC224","Local Cuves fixes Tampons","CURA300762","8RC224 Barre de protection mur qui se décolle","MC",null,"U200BATP","13U","578 013,00","3000-01-01",0,1,0,null,null,"BIOMED_ULIS",{"$error":"#NAME?"},{"$f":"IFERROR(\"Oui, à la ligne \" & MATCH(tableFévrier[[#This Row],[Fusion]],tableOctobre[Fusion],0)+1,\"Non trouvé\")","v":"Non trouvé"},null,24692,null,24692]
["BAT08RC203","Pièce bâtiment 8RC203","CURA300806","8RC203 reprise plinthes / reprise peinture boitier extincteur","MC",null,"U200BATP","13U","578 060,00","3000-01-01",0,1,0,null,null,"BIOMED_ULIS",{"$error":"#NAME?"},{"$f":"IFERROR(\"Oui, à la ligne \" & MATCH(tableFévrier[[#This Row],[Fusion]],tableOctobre[Fusion],0)+1,\"Non trouvé\")","v":"Non trouvé"},null,24708,null,24708]
["RF10EVA19","Evapo. salle +20°C 1259","CURA300836","Moteur ventilateur hs","MC",null,"U222RF","10U","578 093,00","3000-01-01",0,1,0,null,null,"BIOMED_ULIS",{"$error":"#NAME?"},{"$f":"IFERROR(\"Oui, à la ligne \" & MATCH(tableFévrier[[#This Row],[Fusion]],tableOctobre[Fusion],0)+1,\"Non trouvé\")","v":"Non trouvé"},null,24721,null,24721]
["BAT08RC104","Atelier  FP immunoglobuline","CURA300948","8RC104 : Vis rouillées grille AC07R15","MC",null,"U200BATP","10U","578 214,00","3000-01-01",0,1,0,null,null,"BIOMED_ULIS",{"$error":"#NAME?"},{"$f":"IFERROR(\"Oui, à la ligne \" & MATCH(tableFévrier[[#This Row],[Fusion]],tableOctobre[Fusion],0)+1,\"Non trouvé\")","v":"Non trouvé"},null,24735,null,24735]
["BAT08RC140","Local Mise à disposition A","CURA300981","8RC140  Manque cache barre inox au sol","MC",null,"U200BATP","13U","578 245,00","3000-01-01",0,1,0,null,null,"BIOMED_ULIS",{"$error":"#NAME?"},{"$f":"IFERROR(\"Oui, à la ligne \" & MATCH(tableFévrier[[#This Row],[Fusion]],tableOctobre[Fusion],0)+1,\"Non trouvé\")","v":"Non trouvé"},null,24751,null,24751]
["GAMOUT03","Chariot de démontage des bols de centri","CURA300982","Mise à disposition d'un axe de verrouillage bol manquant","MC",null,"U441","11U","578 246,00","3000-01-01",0,1,0,null,null,"BIOMED_ULIS",{"$error":"#NAME?"},{"$f":"IFERROR(\"Oui, à la ligne \" & MATCH(tableFévrier[[#This Row],[Fusion]],tableOctobre[Fusion],0)+1,\"Non trouvé\")","v":"Non trouvé"},null,24752,null,24752]
["WFIBD04","Boucle distribution Eau PPI BD04","CURA301045","Mauvais fonctionnement regulation pression retour","MC",null,"U236WFI","11U","578 327,00","3000-01-01",0,1,0,null,null,"BIOMED_ULIS",{"$error":"#NAME?"},{"$f":"IFERROR(\"Oui, à la ligne \" & MATCH(tableFévrier[[#This Row],[Fusion]],tableOctobre[Fusion],0)+1,\"Non trouvé\")","v":"Non trouvé"}]
["BAT08RC226","Couloir « flux propre »","CURA301104","8RC226  peinture contour porte  + reprises plinthes.","MC",null,"U200BATP","13U","578 373,00","3000-01-01",0,1,0,null,null,"BIOMED_ULIS",{"$error":"#NAME?"},{"$f":"IFERROR(\"Oui, à la ligne \" & MATCH(tableFévrier[[#This Row],[Fusion]],tableOctobre[Fusion],0)+1,\"Non trouvé\")","v":"Non trouvé"},null,24779,null,24779]
["ALBR003","Réacteur n°3 fractionnement albumine","CURA301128","Prélèvement","MC",null,"U440","11U","578 410,00","3000-01-01",0,1,0,null,null,"BIOMED_ULIS",{"$error":"#NAME?"},{"$f":"IFERROR(\"Oui, à la ligne \" & MATCH(tableFévrier[[#This Row],[Fusion]],tableOctobre[Fusion],0)+1,\"Non trouvé\")","v":"Non trouvé"}]
["AC26F37","Filtre terminale 8RC219","CURA301169","8RC219 : AC26F37 : Manque identification grille","MC",null,"U222AC","10U","578 437,00","3000-01-01",0,1,0,null,null,"BIOMED_ULIS",{"$error":"#NAME?"},{"$f":"IFERROR(\"Oui, à la ligne \" & MATCH(tableFévrier[[#This Row],[Fusion]],tableOctobre[Fusion],0)+1,\"Non trouvé\")","v":"Non trouvé"},null,24808,null,24808]
["WE10CP101","Pompe empotage surnageants alcool","CURA301233","Disjonction durant l'empotage","MC",null,"U236PE","11U","580 513,00","3000-01-01",0,1,0,null,null,"BIOMED_ULIS",{"$error":"#NAME?"},{"$f":"IFERROR(\"Oui, à la ligne \" & MATCH(tableFévrier[[#This Row],[Fusion]],tableOctobre[Fusion],0)+1,\"Non trouvé\")","v":"Non trouvé"},null,24825,null,24825]
["PLABATI814","Centrifugeuse plasma NS 814","CURA301280","Réparation des 4 pieds","MC",null,"U410","11U","578 605,00","3000-01-01",0,1,0,null,null,"BIOMED_ULIS",{"$error":"#NAME?"},{"$f":"IFERROR(\"Oui, à la ligne \" & MATCH(tableFévrier[[#This Row],[Fusion]],tableOctobre[Fusion],0)+1,\"Non trouvé\")","v":"Non trouvé"},null,24839,null,24839]
["ALBR09","Cuve régénération cassettes UF2","CURA301321","Joint trou d'homme mal positionné","MC",null,"U440","11U","578 668,00","3000-01-01",0,1,0,null,null,"BIOMED_ULIS",{"$error":"#NAME?"},{"$f":"IFERROR(\"Oui, à la ligne \" & MATCH(tableFévrier[[#This Row],[Fusion]],tableOctobre[Fusion],0)+1,\"Non trouvé\")","v":"Non trouvé"}]
["ACCD45","Unité ext. poste de garde","CURA301369","Climatiseur ne fonctionne plus.","MC",null,"U222AC","10U","578 723,00","3000-01-01",0,1,0,null,null,"BIOMED_ULIS",{"$error":"#NAME?"},{"$f":"IFERROR(\"Oui, à la ligne \" & MATCH(tableFévrier[[#This Row],[Fusion]],tableOctobre[Fusion],0)+1,\"Non trouvé\")","v":"Non trouvé"},null,24868,null,24868]
["BAT08RC224","Local Cuves fixes Tampons","CURA301423","8RC224 : Bras d'aspiration rouillé","MC",null,"U200BATP","11U","578 782,00","3000-01-01",0,1,0,null,null,"BIOMED_ULIS",{"$error":"#NAME?"},{"$f":"IFERROR(\"Oui, à la ligne \" & MATCH(tableFévrier[[#This Row],[Fusion]],tableOctobre[Fusion],0)+1,\"Non trouvé\")","v":"Non trouvé"},null,24883,null,24883]
["BAT01SS28","Atelier découpe des poches plasma","CURA301485","Rapports données_centris et pré_décong du lot 22L10454 non générés","MC",null,"U200BATP","12U","579 059,00","3000-01-01",0,1,0,null,null,"BIOMED_ULIS",{"$error":"#NAME?"},{"$f":"IFERROR(\"Oui, à la ligne \" & MATCH(tableFévrier[[#This Row],[Fusion]],tableOctobre[Fusion],0)+1,\"Non trouvé\")","v":"Non trouvé"},null,24896,null,24896]
["GAMOUT01","Chariot de démontage des bols de centri.","CURA301529","8RC106 Chariots de bol GAMOUT01 et GMAOUT02 rouillés","MC",null,"U441","11U","579 185,00","3000-01-01",0,1,0,null,null,"BIOMED_ULIS",{"$error":"#NAME?"},{"$f":"IFERROR(\"Oui, à la ligne \" & MATCH(tableFévrier[[#This Row],[Fusion]],tableOctobre[Fusion],0)+1,\"Non trouvé\")","v":"Non trouvé"},null,24912,null,24912]
["DCGCONV01","Convoyeur SAS Déchets","CURA301554","Trappe RDC bloquée","MC",null,"U411","11U","579 221,00","3000-01-01",0,1,0,null,null,"BIOMED_ULIS",{"$error":"#NAME?"},{"$f":"IFERROR(\"Oui, à la ligne \" & MATCH(tableFévrier[[#This Row],[Fusion]],tableOctobre[Fusion],0)+1,\"Non trouvé\")","v":"Non trouvé"},null,24929,null,24929]
["PW32","Prod. Eau purifiée ORION n°2","CURA301581","Alarme gtc","MC",null,"U222PW","11U","579 248,00","3000-01-01",0,1,0,null,null,"BIOMED_ULIS",{"$error":"#NAME?"},{"$f":"IFERROR(\"Oui, à la ligne \" & MATCH(tableFévrier[[#This Row],[Fusion]],tableOctobre[Fusion],0)+1,\"Non trouvé\")","v":"Non trouvé"}]
["BAT08RC142","Local préparation tampons","CURA301645","8RC142 Vanne air comprimé CAHV97 rouillée","MC",null,"U200BATP","10U","579 472,00","3000-01-01",0,1,0,null,null,"BIOMED_ULIS",{"$error":"#NAME?"},{"$f":"IFERROR(\"Oui, à la ligne \" & MATCH(tableFévrier[[#This Row],[Fusion]],tableOctobre[Fusion],0)+1,\"Non trouvé\")","v":"Non trouvé"},null,24955,null,24955]
["ALBTA","Tableau de pontage sortie réacteurs alb","CURA301691","Ajout d'un arrêt d'urgence en dehors du local 8RC123","MC",null,"U440","11U","579 834,00","3000-01-01",0,1,0,null,null,"BIOMED_ULIS",{"$error":"#NAME?"},{"$f":"IFERROR(\"Oui, à la ligne \" & MATCH(tableFévrier[[#This Row],[Fusion]],tableOctobre[Fusion],0)+1,\"Non trouvé\")","v":"Non trouvé"},null,24970,null,24970]
["BAT08CMT139","Sonde de température - 8RC139","U_METROLOGIE    12","Vérification CURATIVE température","MC","METR","U222AC","10U","607 401,00","3000-01-01",0,1,0,null,null,"BIOMED_ULIS",{"$error":"#NAME?"},{"$f":"IFERROR(\"Oui, à la ligne \" & MATCH(tableFévrier[[#This Row],[Fusion]],tableOctobre[Fusion],0)+1,\"Non trouvé\")","v":"Non trouvé"},null,24971,null,24971]
["BAT08RC44","Atelier mise en poches UF2","CURA301758","8RC44 scotch a retirer détecteur /// rideau flux laminaire  /// reglage de la porte","MC",null,"U200BATP","13U","579 960,00","3000-01-01",0,1,0,null,null,"BIOMED_ULIS",{"$error":"#NAME?"},{"$f":"IFERROR(\"Oui, à la ligne \" & MATCH(tableFévrier[[#This Row],[Fusion]],tableOctobre[Fusion],0)+1,\"Non trouvé\")","v":"Non trouvé"},null,24987,null,24987]
["BAT08","Bâtiment 8 de production","CURA301886","Projet ULLIANCE","MC",null,"U200BATP","13U","580 197,00","3000-01-01",0,1,0,null,null,"BIOMED_ULIS",{"$error":"#NAME?"},{"$f":"IFERROR(\"Oui, à la ligne \" & MATCH(tableFévrier[[#This Row],[Fusion]],tableOctobre[Fusion],0)+1,\"Non trouvé\")","v":"Non trouvé"},null,24999,null,24999]
["ADECR111_044","Colonne de chromatographie HSFF","CURA301971"," flexible de colonne de chromatographie","MC",null,"U421DEAE","11U","580 563,00","3000-01-01",0,1,0,null,null,"BIOMED_ULIS",{"$error":"#NAME?"},{"$f":"IFERROR(\"Oui, à la ligne \" & MATCH(tableFévrier[[#This Row],[Fusion]],tableOctobre[Fusion],0)+1,\"Non trouvé\")","v":"Non trouvé"}]
["MCBREF16","Réfrigérateur DOMETIC n°7330467","CURA301995","Alarme GTC","MCU",null,"U640MCB","11U","580 594,00","3000-01-01",0,1,0,null,null,"BIOMED_ULIS",{"$error":"#NAME?"},{"$f":"IFERROR(\"Oui, à la ligne \" & MATCH(tableFévrier[[#This Row],[Fusion]],tableOctobre[Fusion],0)+1,\"Non trouvé\")","v":"Non trouvé"}]
["PLAR02","Mélangeur fondoir plasma n°2","CURA302017","Détécteur  HS","MC",null,"U410","11U","580 620,00","3000-01-01",0,1,0,null,null,"BIOMED_ULIS",{"$f":"_xlfn.TEXTJOIN(\"\",TRUE,A25666:D25666,H25666,N25666)","v":{"$error":"#NAME?"}},{"$f":"IFERROR(\"Oui, à la ligne \" & MATCH(tableFévrier[[#This Row],[Fusion]],tableOctobre[Fusion],0)+1,\"Non trouvé\")","v":"Non trouvé"},null,25040,null,25040]
["FIBTF","Tableau de pontage FIBTF","CURA302043","4RC408 Passivation tableau de pontage FIB TF","MC",null,"U411","11U","580 641,00","3000-01-01",0,1,0,null,null,"BIOMED_ULIS",{"$error":"#NAME?"},{"$f":"IFERROR(\"Oui, à la ligne \" & MATCH(tableFévrier[[#This Row],[Fusion]],tableOctobre[Fusion],0)+1,\"Non trouvé\")","v":"Non trouvé"},null,25055,null,25055]
["BAT041412","Local Décongélation chargement découpe","CURA302073","41412 Ajout support pour Bippeur","MC",null,"U200BATP","13U","580 709,00","3000-01-01",0,1,0,null,null,"BIOMED_ULIS",{"$error":"#NAME?"},{"$f":"IFERROR(\"Oui, à la ligne \" & MATCH(tableFévrier[[#This Row],[Fusion]],tableOctobre[Fusion],0)+1,\"Non trouvé\")","v":"Non trouvé"},null,25078,null,25078]
["BAT08RC100","Salle tableaux pontage albumine","CURA302096","Demande support 8RC100","MC",null,"U200BATP","13U","580 784,00","3000-01-01",0,1,0,null,null,"BIOMED_ULIS",{"$error":"#NAME?"},{"$f":"IFERROR(\"Oui, à la ligne \" & MATCH(tableFévrier[[#This Row],[Fusion]],tableOctobre[Fusion],0)+1,\"Non trouvé\")","v":"Non trouvé"},null,25088,null,25088]
["BAT08RC62","Atelier cuverie albumine/immunoglobuline","CURA302116","Manque étiquette code GMAO sur les armoires électrique des ALBR","MC",null,"U200BATP","11U","580 802,00","3000-01-01",0,1,0,null,null,"BIOMED_ULIS",{"$error":"#NAME?"},{"$f":"IFERROR(\"Oui, à la ligne \" & MATCH(tableFévrier[[#This Row],[Fusion]],tableOctobre[Fusion],0)+1,\"Non trouvé\")","v":"Non trouvé"},null,25103,null,25103]
["BAT08RC59","Atelier UF albumine","CURA302141","8RC59 Manque une partie du collier de soutien canalisation NEP Produits","MC",null,"U200BATP","11U","580 828,00","3000-01-01",0,1,0,null,null,"BIOMED_ULIS",{"$error":"#NAME?"},{"$f":"IFERROR(\"Oui, à la ligne \" & MATCH(tableFévrier[[#This Row],[Fusion]],tableOctobre[Fusion],0)+1,\"Non trouvé\")","v":"Non trouvé"},null,25115,null,25115]
["BAT08RC143","Sas de désinfection pour entrée/sortie matériel PMML","CURA302169","Revêtement de sol arraché dans la 8RC143, côté sas sortie PI.","MC",null,"U200BATP","13U","580 859,00","3000-01-01",0,1,0,null,null,"BIOMED_ULIS",{"$error":"#NAME?"},{"$f":"IFERROR(\"Oui, à la ligne \" & MATCH(tableFévrier[[#This Row],[Fusion]],tableOctobre[Fusion],0)+1,\"Non trouvé\")","v":"Non trouvé"},null,25132,null,25132]
["BAT04RC403","Local Transfert tampons","CURA302188","4RC403 Ajout barres de protection en teflon sur le mur","MC",null,"U200BATP","13U","580 882,00","3000-01-01",0,1,0,null,null,"BIOMED_ULIS",{"$error":"#NAME?"},{"$f":"IFERROR(\"Oui, à la ligne \" & MATCH(tableFévrier[[#This Row],[Fusion]],tableOctobre[Fusion],0)+1,\"Non trouvé\")","v":"Non trouvé"},null,25149,null,25149]
["PLAPLC01","Station automate centrifugation plasma","CURA302209","Fin de cycle élévateur poste 01","MC",null,"U410","11U","580 926,00","3000-01-01",0,1,0,null,null,"BIOMED_ULIS",{"$error":"#NAME?"},{"$f":"IFERROR(\"Oui, à la ligne \" & MATCH(tableFévrier[[#This Row],[Fusion]],tableOctobre[Fusion],0)+1,\"Non trouvé\")","v":"Non trouvé"},null,25165,null,25165]
["GAMC21","Centrifugeuse n°1 gamma","CURA302283","Difficulté à régler le débit de refroidissement du bol","MC",null,"U441","11U","581 036,00","3000-01-01",0,1,0,null,null,"BIOMED_ULIS",{"$error":"#NAME?"},{"$f":"IFERROR(\"Oui, à la ligne \" & MATCH(tableFévrier[[#This Row],[Fusion]],tableOctobre[Fusion],0)+1,\"Non trouvé\")","v":"Non trouvé"},null,25181,null,25181]
["ELETGBTEST","TGBT Est","CURA302362","Pas d'information de comptage sur le transformateur N°5","MC",null,"U222ELE","10U","581 123,00","3000-01-01",0,1,0,null,null,"BIOMED_ULIS",{"$error":"#NAME?"},{"$f":"IFERROR(\"Oui, à la ligne \" & MATCH(tableFévrier[[#This Row],[Fusion]],tableOctobre[Fusion],0)+1,\"Non trouvé\")","v":"Non trouvé"},null,25196,null,25196]
["PLAT003","Cuve envoi plasma après prélèvement","CURA302366","Fuite","MC",null,"U410","11U","581 630,00","3000-01-01",0,1,0,null,null,"BIOMED_ULIS",{"$error":"#NAME?"},{"$f":"IFERROR(\"Oui, à la ligne \" & MATCH(tableFévrier[[#This Row],[Fusion]],tableOctobre[Fusion],0)+1,\"Non trouvé\")","v":"Non trouvé"},null,25197,null,25197]
["MGGCMW03","Masse d'auto controle 20 Kg N° ZG509B","U_METR000032","Vérif. périodique masse autocontrôle","MPS","METR","U168","11U","627 879,00","2025-02-23",3,61,0,52,1,"BIOMED_ULIS",{"$error":"#NAME?"},{"$f":"IFERROR(\"Oui, à la ligne \" & MATCH(tableFévrier[[#This Row],[Fusion]],tableOctobre[Fusion],0)+1,\"Non trouvé\")","v":"Non trouvé"},null,25211,null,25211]
["MCBREF14","Réfrigérateur DOMETIC n°0331437","CURA302521","Alarme gtc","MC",null,"U640MCB","11U","583 185,00","3000-01-01",0,1,0,null,null,"BIOMED_ULIS",{"$error":"#NAME?"},{"$f":"IFERROR(\"Oui, à la ligne \" & MATCH(tableFévrier[[#This Row],[Fusion]],tableOctobre[Fusion],0)+1,\"Non trouvé\")","v":"Non trouvé"},null,25224,null,25224]
["GAMBOL964","Bol de centri BKA45 n°964","CURA302540","Démontage, nettoyage et remontage de la double enveloppe","MC",null,"U441","11U","583 207,00","3000-01-01",0,1,0,null,null,"BIOMED_ULIS",{"$error":"#NAME?"},{"$f":"IFERROR(\"Oui, à la ligne \" & MATCH(tableFévrier[[#This Row],[Fusion]],tableOctobre[Fusion],0)+1,\"Non trouvé\")","v":"Non trouvé"},null,25239,null,25239]
["FIBCMW01","Balance de paillasse pâte T1","U_GAMM000001","Validation gamme de maintenance","SER","AUTR","U411","14U","583 721,00","3000-01-01",0,1,0,null,null,"BIOMED_ULIS",{"$error":"#NAME?"},{"$f":"IFERROR(\"Oui, à la ligne \" & MATCH(tableFévrier[[#This Row],[Fusion]],tableOctobre[Fusion],0)+1,\"Non trouvé\")","v":"Non trouvé"},null,25255,null,25255]
["BAT08RC62","Atelier cuverie albumine/immunoglobuline","CURA302654","Rouille plinthes sous GAMR09","MC",null,"U200BATP","13U","583 792,00","3000-01-01",0,1,0,null,null,"BIOMED_ULIS",{"$error":"#NAME?"},{"$f":"IFERROR(\"Oui, à la ligne \" & MATCH(tableFévrier[[#This Row],[Fusion]],tableOctobre[Fusion],0)+1,\"Non trouvé\")","v":"Non trouvé"},null,25272,null,25272]
["GW208","Circuit de refroidissement GAMR08","CURA302687","Remplacement purgeur bas","MC",null,"U222GW","11U","583 826,00","3000-01-01",0,1,0,null,null,"BIOMED_ULIS",{"$error":"#NAME?"},{"$f":"IFERROR(\"Oui, à la ligne \" & MATCH(tableFévrier[[#This Row],[Fusion]],tableOctobre[Fusion],0)+1,\"Non trouvé\")","v":"Non trouvé"},null,25289,null,25289]
["WWPV002","Vanne by pass échangeur PWHEX04","CURA302784","Fuite","MC",null,"U235WW","11U","583 965,00","3000-01-01",0,1,0,null,null,"BIOMED_ULIS",{"$error":"#NAME?"},{"$f":"IFERROR(\"Oui, à la ligne \" & MATCH(tableFévrier[[#This Row],[Fusion]],tableOctobre[Fusion],0)+1,\"Non trouvé\")","v":"Non trouvé"}]
["HNO","Stockage et distribution acide nitrique","CURA302880","Remplacement flexible AC pompes envoi","MC",null,"U236NEP","11U","584 155,00","3000-01-01",0,1,0,null,null,"BIOMED_ULIS",{"$error":"#NAME?"},{"$f":"IFERROR(\"Oui, à la ligne \" & MATCH(tableFévrier[[#This Row],[Fusion]],tableOctobre[Fusion],0)+1,\"Non trouvé\")","v":"Non trouvé"},null,25319,null,25319]
["WFIBD04","Boucle distribution Eau PPI BD04","CURA302921","Défaut pression sous boucle","MC",null,"U236WFI","11U","584 205,00","3000-01-01",0,1,0,null,null,"BIOMED_ULIS",{"$error":"#NAME?"},{"$f":"IFERROR(\"Oui, à la ligne \" & MATCH(tableFévrier[[#This Row],[Fusion]],tableOctobre[Fusion],0)+1,\"Non trouvé\")","v":"Non trouvé"}]
["WFIT02","Cuve Eau PPI","CURA303010","Niveau très haut WFISHH701 => niveau à 67%","MC",null,"U236WFI","11U","584 349,00","3000-01-01",0,1,0,null,null,"BIOMED_ULIS",{"$error":"#NAME?"},{"$f":"IFERROR(\"Oui, à la ligne \" & MATCH(tableFévrier[[#This Row],[Fusion]],tableOctobre[Fusion],0)+1,\"Non trouvé\")","v":"Non trouvé"},null,25348,null,25348]
["INDUSAPPLI09","Application supervision Reacteurs Frac","CURA303122","Modification vue ALBR004 suite à DCI TW351840","AME",null,"U236DIV","12U","584 532,00","3000-01-01",0,1,0,null,null,"BIOMED_ULIS",{"$error":"#NAME?"},{"$f":"IFERROR(\"Oui, à la ligne \" & MATCH(tableFévrier[[#This Row],[Fusion]],tableOctobre[Fusion],0)+1,\"Non trouvé\")","v":"Non trouvé"},null,25363,null,25363]
["PWBD02","Boucle de distribution d' eau purifiée","CURA303293","Défaut vanne PWPV22","MC",null,"U222PW","11U","584 960,00","3000-01-01",0,1,0,null,null,"BIOMED_ULIS",{"$error":"#NAME?"},{"$f":"IFERROR(\"Oui, à la ligne \" & MATCH(tableFévrier[[#This Row],[Fusion]],tableOctobre[Fusion],0)+1,\"Non trouvé\")","v":"Non trouvé"}]
["BAT08RC70","Atelier UF albumine","CURA303490","Impact sur le sol  de la pièce 8RC70","MC",null,"U200BATP","13U","585 463,00","3000-01-01",0,1,0,null,null,"BIOMED_ULIS",{"$error":"#NAME?"},{"$f":"IFERROR(\"Oui, à la ligne \" & MATCH(tableFévrier[[#This Row],[Fusion]],tableOctobre[Fusion],0)+1,\"Non trouvé\")","v":"Non trouvé"},null,25391,null,25391]
["WFIBD02","Boucle distribution eau ppi n°2","CURA303607","Réglage des sous boucles après AP","MC",null,"U236WFI","11U","585 612,00","3000-01-01",0,1,0,null,null,"BIOMED_ULIS",{"$error":"#NAME?"},{"$f":"IFERROR(\"Oui, à la ligne \" & MATCH(tableFévrier[[#This Row],[Fusion]],tableOctobre[Fusion],0)+1,\"Non trouvé\")","v":"Non trouvé"},null,25408,null,25408]
["SFIGV02","Générateur de vapeur pure","CURA303670","Mise en marche GVP pour prélèvement","CON",null,"U236SFI","11U","585 700,00","3000-01-01",0,1,0,null,null,"BIOMED_ULIS",{"$error":"#NAME?"},{"$f":"IFERROR(\"Oui, à la ligne \" & MATCH(tableFévrier[[#This Row],[Fusion]],tableOctobre[Fusion],0)+1,\"Non trouvé\")","v":"Non trouvé"},null,25423,null,25423]
["GW5/6PLC01","Automate eau glycolée GW5/6","CURA303686","Remplacement piles RAM et alimentation","AME",null,"U222GW","10U","585 716,00","3000-01-01",0,1,0,null,null,"BIOMED_ULIS",{"$error":"#NAME?"},{"$f":"IFERROR(\"Oui, à la ligne \" & MATCH(tableFévrier[[#This Row],[Fusion]],tableOctobre[Fusion],0)+1,\"Non trouvé\")","v":"Non trouvé"},null,25424,null,25424]
["NEP09ST09","Sous-station NEP ADEAE","CURA303716","Remplacement des flexibles","MC",null,"U236NEP","11U","585 759,00","3000-01-01",0,1,0,null,null,"BIOMED_ULIS",{"$error":"#NAME?"},{"$f":"IFERROR(\"Oui, à la ligne \" & MATCH(tableFévrier[[#This Row],[Fusion]],tableOctobre[Fusion],0)+1,\"Non trouvé\")","v":"Non trouvé"},null,25440,null,25440]
["PLAEQUIP","Equipements spécifiques plasma","CURA303797","Réfection filetage fourche peleuse","MC",null,"U410","11U","585 997,00","3000-01-01",0,1,0,null,null,"BIOMED_ULIS",{"$error":"#NAME?"},{"$f":"IFERROR(\"Oui, à la ligne \" & MATCH(tableFévrier[[#This Row],[Fusion]],tableOctobre[Fusion],0)+1,\"Non trouvé\")","v":"Non trouvé"}]
["EPL2IMP01","Imprimante étiquettes CAB poste A","CURA303819","Coin de table arraché sur poste CAB A/B, bord coupant","MC",null,"U406","13U","586 020,00","3000-01-01",0,1,0,null,null,"BIOMED_ULIS",{"$error":"#NAME?"},{"$f":"IFERROR(\"Oui, à la ligne \" & MATCH(tableFévrier[[#This Row],[Fusion]],tableOctobre[Fusion],0)+1,\"Non trouvé\")","v":"Non trouvé"},null,25468,null,25468]
["SGTRA04","Tracteur ramassage déchets","CURA303841","DEmande de réparaton","MC",null,"U130","15U","586 058,00","3000-01-01",0,1,0,null,null,"BIOMED_ULIS",{"$error":"#NAME?"},{"$f":"IFERROR(\"Oui, à la ligne \" & MATCH(tableFévrier[[#This Row],[Fusion]],tableOctobre[Fusion],0)+1,\"Non trouvé\")","v":"Non trouvé"},null,25485,null,25485]
["PW32","Prod. Eau purifiée ORION n°2","CURA303927","Défaut AIT26","MC",null,"U222PW","11U","586 154,00","3000-01-01",0,1,0,null,null,"BIOMED_ULIS",{"$error":"#NAME?"},{"$f":"IFERROR(\"Oui, à la ligne \" & MATCH(tableFévrier[[#This Row],[Fusion]],tableOctobre[Fusion],0)+1,\"Non trouvé\")","v":"Non trouvé"}]
["DCGR700","Cuve de stockage DCGR700","CURA303983","Vidange cuve","MC",null,"U411","11U","586 216,00","3000-01-01",0,1,0,null,null,"BIOMED_ULIS",{"$error":"#NAME?"},{"$f":"IFERROR(\"Oui, à la ligne \" & MATCH(tableFévrier[[#This Row],[Fusion]],tableOctobre[Fusion],0)+1,\"Non trouvé\")","v":"Non trouvé"},null,25513,null,25513]
["CIP02ST02","Station CIP n°2 Commun","CURA304026","Problème de soutirage NEP","MC",null,"U236NEP","11U","586 260,00","3000-01-01",0,1,0,null,null,"BIOMED_ULIS",{"$error":"#NAME?"},{"$f":"IFERROR(\"Oui, à la ligne \" & MATCH(tableFévrier[[#This Row],[Fusion]],tableOctobre[Fusion],0)+1,\"Non trouvé\")","v":"Non trouvé"}]
["GAMR009","Réacteur n°09 fractionnement gamma","CURA304068","Démontage lèche paroi","CON",null,"U441","11U","586 300,00","3000-01-01",0,1,0,null,null,"BIOMED_ULIS",{"$error":"#NAME?"},{"$f":"IFERROR(\"Oui, à la ligne \" & MATCH(tableFévrier[[#This Row],[Fusion]],tableOctobre[Fusion],0)+1,\"Non trouvé\")","v":"Non trouvé"},null,25543,null,25543]
["NEP04ST04","Station NEP réacteurs + UF Albumine","CURA304124","Vidange de la sous station + RAZ","MC",null,"U236NEP","11U","586 369,00","3000-01-01",0,1,0,null,null,"BIOMED_ULIS",{"$error":"#NAME?"},{"$f":"IFERROR(\"Oui, à la ligne \" & MATCH(tableFévrier[[#This Row],[Fusion]],tableOctobre[Fusion],0)+1,\"Non trouvé\")","v":"Non trouvé"},null,25556,null,25556]
["WFISBD208","Sous boucle de distribution extension B8","CURA304154","Défaut vanne de prélèvement","MC",null,"U236WFI","11U","586 402,00","3000-01-01",0,1,0,null,null,"BIOMED_ULIS",{"$error":"#NAME?"},{"$f":"IFERROR(\"Oui, à la ligne \" & MATCH(tableFévrier[[#This Row],[Fusion]],tableOctobre[Fusion],0)+1,\"Non trouvé\")","v":"Non trouvé"},null,25570,null,25570]
["PLABOL267","Bol de centri BKA28 N°267","CURA304240","Fourniture vis fond de bol","CON",null,"U410","11U",null,"2023-01-10",0,1,0,null,null,"BIOMED_ULIS",{"$error":"#NAME?"},{"$f":"IFERROR(\"Oui, à la ligne \" & MATCH(tableFévrier[[#This Row],[Fusion]],tableOctobre[Fusion],0)+1,\"Non trouvé\")","v":"Non trouvé"},null,25587,null,25587]
["COMMAL01","Machine à laver n° 6T090132","U_PROC000208","Maintenance 1er Niveau Machine à Laver","MPS","PROD","U411","65U",null,"2023-03-10",3,1,0,26,1,"BIOMED_ULIS",{"$error":"#NAME?"},{"$f":"IFERROR(\"Oui, à la ligne \" & MATCH(tableFévrier[[#This Row],[Fusion]],tableOctobre[Fusion],0)+1,\"Non trouvé\")","v":"Non trouvé"},null,25601,null,25601]
["PW32","Prod. Eau purifiée ORION n°2","CURA304409","Changement réactif chloromètre","MC",null,"U222PW","11U","586 729,00","3000-01-01",0,1,0,null,null,"BIOMED_ULIS",{"$error":"#NAME?"},{"$f":"IFERROR(\"Oui, à la ligne \" & MATCH(tableFévrier[[#This Row],[Fusion]],tableOctobre[Fusion],0)+1,\"Non trouvé\")","v":"Non trouvé"}]
["NEP04ST04","Station NEP réacteurs + UF Albumine","CURA304442","Défaut manque solution de lavage HNO","MC",null,"U236NEP","11U","586 774,00","3000-01-01",0,1,0,null,null,"BIOMED_ULIS",{"$error":"#NAME?"},{"$f":"IFERROR(\"Oui, à la ligne \" & MATCH(tableFévrier[[#This Row],[Fusion]],tableOctobre[Fusion],0)+1,\"Non trouvé\")","v":"Non trouvé"},null,25633,null,25633]
["ADER143_070","Cuve de Stockage","CURA304521","Verrine Hs","MC",null,"U421DEAE","11U","586 900,00","3000-01-01",0,1,0,null,null,"BIOMED_ULIS",{"$error":"#NAME?"},{"$f":"IFERROR(\"Oui, à la ligne \" & MATCH(tableFévrier[[#This Row],[Fusion]],tableOctobre[Fusion],0)+1,\"Non trouvé\")","v":"Non trouvé"},null,25649,null,25649]
["ALBR003","Réacteur n°3 fractionnement albumine","CURA304527","Fuite purgeur","MC",null,"U440","11U","586 904,00","3000-01-01",0,1,0,null,null,"BIOMED_ULIS",{"$error":"#NAME?"},{"$f":"IFERROR(\"Oui, à la ligne \" & MATCH(tableFévrier[[#This Row],[Fusion]],tableOctobre[Fusion],0)+1,\"Non trouvé\")","v":"Non trouvé"}]
["MCBCOLG54","Collecteur de germes n°125064","U_METR000026","Vérification PERIODIQUE labo extérieur","MPS","METR","U640MCB","21U","589 197,00","2024-03-15",3,1,0,52,1,"BIOMED_ULIS",{"$error":"#NAME?"},{"$f":"IFERROR(\"Oui, à la ligne \" & MATCH(tableFévrier[[#This Row],[Fusion]],tableOctobre[Fusion],0)+1,\"Non trouvé\")","v":"Non trouvé"},null,25665,null,25665]
["GAMR007","Réacteur n°07 fractionnement gamma","CURA304587","Fuite canalisation soutirage","MC",null,"U441","11U","587 119,00","3000-01-01",0,1,0,null,null,"BIOMED_ULIS",{"$error":"#NAME?"},{"$f":"IFERROR(\"Oui, à la ligne \" & MATCH(tableFévrier[[#This Row],[Fusion]],tableOctobre[Fusion],0)+1,\"Non trouvé\")","v":"Non trouvé"},null,25681,null,25681]
["ALBR005","Réacteur n°5 fractionnement albumine","CURA304609","Nettoyage canalisation filtre évent","MC",null,"U440","11U","587 141,00","3000-01-01",0,1,0,null,null,"BIOMED_ULIS",{"$error":"#NAME?"},{"$f":"IFERROR(\"Oui, à la ligne \" & MATCH(tableFévrier[[#This Row],[Fusion]],tableOctobre[Fusion],0)+1,\"Non trouvé\")","v":"Non trouvé"}]
["DET0001","Réservoir refroidissement centris plasma","CURA304627","Préparation calo et problème descente en froid","MC",null,"U410","11U","587 160,00","3000-01-01",0,1,0,null,null,"BIOMED_ULIS",{"$error":"#NAME?"},{"$f":"IFERROR(\"Oui, à la ligne \" & MATCH(tableFévrier[[#This Row],[Fusion]],tableOctobre[Fusion],0)+1,\"Non trouvé\")","v":"Non trouvé"},null,25707,null,25707]
["GAMR010","Réacteur n°10 fractionnement gamma","CURA304663","Cache en plastique cassé de la vanne fond de cuve GAMR10","MC",null,"U441","11U","587 203,00","3000-01-01",0,1,0,null,null,"BIOMED_ULIS",{"$error":"#NAME?"},{"$f":"IFERROR(\"Oui, à la ligne \" & MATCH(tableFévrier[[#This Row],[Fusion]],tableOctobre[Fusion],0)+1,\"Non trouvé\")","v":"Non trouvé"},null,25721,null,25721]
["BCHCMQ115","Pipette picus 1000 uL","U_METR000026","Vérification PERIODIQUE labo extérieur","MPS","METR","U624UAP","22U","628 554,00","2024-07-15",3,1,0,26,1,"BIOMED_ULIS",{"$error":"#NAME?"},{"$f":"IFERROR(\"Oui, à la ligne \" & MATCH(tableFévrier[[#This Row],[Fusion]],tableOctobre[Fusion],0)+1,\"Non trouvé\")","v":"Non trouvé"},null,25737,null,25737]
["PLAEQUIP","Equipements spécifiques plasma","CURA304798","Défaut de porte E 1SS23","MC",null,"U410","11U","587 482,00","3000-01-01",0,1,0,null,null,"BIOMED_ULIS",{"$error":"#NAME?"},{"$f":"IFERROR(\"Oui, à la ligne \" & MATCH(tableFévrier[[#This Row],[Fusion]],tableOctobre[Fusion],0)+1,\"Non trouvé\")","v":"Non trouvé"}]
["MGPTRP10","Transpalette électrique","CURA304873","Variateur HS","MC",null,"U406","15U","587 815,00","3000-01-01",0,1,0,null,null,"BIOMED_ULIS",{"$error":"#NAME?"},{"$f":"IFERROR(\"Oui, à la ligne \" & MATCH(tableFévrier[[#This Row],[Fusion]],tableOctobre[Fusion],0)+1,\"Non trouvé\")","v":"Non trouvé"},null,25768,null,25768]
["DCGPEL100","Ligne de découpe","CURA304924","Défaut robots","MC",null,"U411","11U","588 006,00","3000-01-01",0,1,0,null,null,"BIOMED_ULIS",{"$error":"#NAME?"},{"$f":"IFERROR(\"Oui, à la ligne \" & MATCH(tableFévrier[[#This Row],[Fusion]],tableOctobre[Fusion],0)+1,\"Non trouvé\")","v":"Non trouvé"},null,25782,null,25782]
["BAT08","Bâtiment 8 de production","U_BATI000051","Contrôle/Vérification clapet anti-retour","MPS","BATI","U200BATP","13U","605 094,00","2024-07-29",3,1,0,52,1,"BIOMED_ULIS",{"$error":"#NAME?"},{"$f":"IFERROR(\"Oui, à la ligne \" & MATCH(tableFévrier[[#This Row],[Fusion]],tableOctobre[Fusion],0)+1,\"Non trouvé\")","v":"Non trouvé"},null,25798,null,25798]
["WFISBD314","Sous boucle de distibution Alfalastin1","CURA305051","Alarme gtc","MC",null,"U236WFI","11U","588 309,00","3000-01-01",0,1,0,null,null,"BIOMED_ULIS",{"$error":"#NAME?"},{"$f":"IFERROR(\"Oui, à la ligne \" & MATCH(tableFévrier[[#This Row],[Fusion]],tableOctobre[Fusion],0)+1,\"Non trouvé\")","v":"Non trouvé"},null,25813,null,25813]
["RF22","Production fluide frigorigène GW1/2","CURA305061","Appel gtc","MC",null,"U222GW","11U","588 319,00","3000-01-01",0,1,0,null,null,"BIOMED_ULIS",{"$error":"#NAME?"},{"$f":"IFERROR(\"Oui, à la ligne \" & MATCH(tableFévrier[[#This Row],[Fusion]],tableOctobre[Fusion],0)+1,\"Non trouvé\")","v":"Non trouvé"},null,25818,null,25818]
["RF12","Production n°2 fluide frigorigène -40°C","CURA305149","Alarme RF12 et RF13 Batiment 11","MC",null,"U222RF","11U","588 474,00","3000-01-01",0,1,0,null,null,"BIOMED_ULIS",{"$error":"#NAME?"},{"$f":"IFERROR(\"Oui, à la ligne \" & MATCH(tableFévrier[[#This Row],[Fusion]],tableOctobre[Fusion],0)+1,\"Non trouvé\")","v":"Non trouvé"},null,25838,null,25838]
["PW3PLC101","Automate ORION n°1","CURA305180","Montée en version","AME",null,"U222PW","11U","588 503,00","3000-01-01",0,1,0,null,null,"BIOMED_ULIS",{"$error":"#NAME?"},{"$f":"IFERROR(\"Oui, à la ligne \" & MATCH(tableFévrier[[#This Row],[Fusion]],tableOctobre[Fusion],0)+1,\"Non trouvé\")","v":"Non trouvé"}]
["DCGTSK01","Transstockeur","CURA305232","Défaut intro caddie","MC",null,"U411","11U",null,"2023-01-25",0,1,0,null,null,"BIOMED_ULIS",{"$error":"#NAME?"},{"$f":"IFERROR(\"Oui, à la ligne \" & MATCH(tableFévrier[[#This Row],[Fusion]],tableOctobre[Fusion],0)+1,\"Non trouvé\")","v":"Non trouvé"},null,25868,null,25868]
["BAT01ASC04","Ascenseur monte charges droit B1","CURA305250","2023 Monte charge HS","MC",null,"U235BATU","13U","588 771,00","3000-01-01",0,1,0,null,null,"BIOMED_ULIS",{"$error":"#NAME?"},{"$f":"IFERROR(\"Oui, à la ligne \" & MATCH(tableFévrier[[#This Row],[Fusion]],tableOctobre[Fusion],0)+1,\"Non trouvé\")","v":"Non trouvé"},null,25869,null,25869]
["UDA1UR02","AKTA Purifier 10 n° série 18140000-1257143","CURA305329","Intervention DSI Transformation du PC sur le réseau devenu obsolète","MC",null,"U855","70U","588 975,00","3000-01-01",0,1,0,null,null,"BIOTECH_ULIS",{"$error":"#NAME?"},{"$f":"IFERROR(\"Oui, à la ligne \" & MATCH(tableFévrier[[#This Row],[Fusion]],tableOctobre[Fusion],0)+1,\"Non trouvé\")","v":"Non trouvé"},null,25883,null,25883]
["BAT08RC207","Local  Alfalastin 1","CURA305359","ADERS WFIRS 123-128 à changer.","MC",null,"U421DEAE","11U","589 015,00","3000-01-01",0,1,0,null,null,"BIOMED_ULIS",{"$error":"#NAME?"},{"$f":"IFERROR(\"Oui, à la ligne \" & MATCH(tableFévrier[[#This Row],[Fusion]],tableOctobre[Fusion],0)+1,\"Non trouvé\")","v":"Non trouvé"},null,25899,null,25899]
["ADEUF123","Skid UFAlbumine","CURA305401"," écran noir","MC",null,"U421DEAE","11U","589 065,00","3000-01-01",0,1,0,null,null,"BIOMED_ULIS",{"$error":"#NAME?"},{"$f":"IFERROR(\"Oui, à la ligne \" & MATCH(tableFévrier[[#This Row],[Fusion]],tableOctobre[Fusion],0)+1,\"Non trouvé\")","v":"Non trouvé"},null,25909,null,25909]
["NEP01ST01","Station NEP décongélation","CURA305460","Défaut debit nep canal centris","MC",null,"U236NEP","11U","589 282,00","3000-01-01",0,1,0,null,null,"BIOMED_ULIS",{"$error":"#NAME?"},{"$f":"IFERROR(\"Oui, à la ligne \" & MATCH(tableFévrier[[#This Row],[Fusion]],tableOctobre[Fusion],0)+1,\"Non trouvé\")","v":"Non trouvé"},null,25921,null,25921]
["BAT08SS16","Local stations NEP","CURA305482","Fuite tuyauterie percée","MC",null,"U200BATP","11U",null,"2023-01-30",0,1,0,null,null,"BIOMED_ULIS",{"$error":"#NAME?"},{"$f":"IFERROR(\"Oui, à la ligne \" & MATCH(tableFévrier[[#This Row],[Fusion]],tableOctobre[Fusion],0)+1,\"Non trouvé\")","v":"Non trouvé"},null,25934,null,25934]
["ALBR004","Réacteur n°4 fractionnement albumine","CURA305531","Démontage canalisation","MC",null,"U440","11U","589 865,00","3000-01-01",0,1,0,null,null,"BIOMED_ULIS",{"$error":"#NAME?"},{"$f":"IFERROR(\"Oui, à la ligne \" & MATCH(tableFévrier[[#This Row],[Fusion]],tableOctobre[Fusion],0)+1,\"Non trouvé\")","v":"Non trouvé"}]
["BAT08","Bâtiment 8 de production","CURA305660","8rc100 fuite tremie","MC",null,"U200BATP","11U","590 055,00","3000-01-01",0,1,0,null,null,"BIOMED_ULIS",{"$error":"#NAME?"},{"$f":"IFERROR(\"Oui, à la ligne \" & MATCH(tableFévrier[[#This Row],[Fusion]],tableOctobre[Fusion],0)+1,\"Non trouvé\")","v":"Non trouvé"},null,25961,null,25961]
["MGPPLT23","Palettier fixe ch. froide MGPCF12","CURA305710","Difficulté d'ouverture de la  porte de la CF12","MC",null,"U406","13U","590 136,00","3000-01-01",0,1,0,null,null,"BIOMED_ULIS",{"$error":"#NAME?"},{"$f":"IFERROR(\"Oui, à la ligne \" & MATCH(tableFévrier[[#This Row],[Fusion]],tableOctobre[Fusion],0)+1,\"Non trouvé\")","v":"Non trouvé"},null,25978,null,25978]
["PLAPP05","Pompe QUATTRO envoi plasma","CURA305781","Contrôle des flexibles de pompe","MC",null,"U410","11U","590 369,00","3000-01-01",0,1,0,null,null,"BIOMED_ULIS",{"$f":"_xlfn.TEXTJOIN(\"\",TRUE,A26754:D26754,H26754,N26754)","v":{"$error":"#NAME?"}},{"$f":"IFERROR(\"Oui, à la ligne \" & MATCH(tableFévrier[[#This Row],[Fusion]],tableOctobre[Fusion],0)+1,\"Non trouvé\")","v":"Non trouvé"},null,25995,null,25995]
["ADEARM129_002","Armoire électrique cuve 129","CURA305816","Commutateur agitation cuve ADER129 cassé","MC",null,"U421DEAE","11U","590 406,00","3000-01-01",0,1,0,null,null,"BIOMED_ULIS",{"$error":"#NAME?"},{"$f":"IFERROR(\"Oui, à la ligne \" & MATCH(tableFévrier[[#This Row],[Fusion]],tableOctobre[Fusion],0)+1,\"Non trouvé\")","v":"Non trouvé"},null,26011,null,26011]
["GAMELEV01","Elevateur terres reacteurs 8RC62","CURA305889","Contrat de maintenance 2023 section U441","MC",null,"U441","15U","590 539,00","3000-01-01",0,1,0,null,null,"BIOMED_ULIS",{"$error":"#NAME?"},{"$f":"IFERROR(\"Oui, à la ligne \" & MATCH(tableFévrier[[#This Row],[Fusion]],tableOctobre[Fusion],0)+1,\"Non trouvé\")","v":"Non trouvé"},null,26028,null,26028]
["GAMR009","Réacteur n°09 fractionnement gamma","CURA305972","Démontage vanne canalisation évent suite à IP2023-028","CON",null,"U441","11U","590 625,00","3000-01-01",0,1,0,null,null,"BIOMED_ULIS",{"$error":"#NAME?"},{"$f":"IFERROR(\"Oui, à la ligne \" & MATCH(tableFévrier[[#This Row],[Fusion]],tableOctobre[Fusion],0)+1,\"Non trouvé\")","v":"Non trouvé"},null,26045,null,26045]
["PW31","Prod. Eau purifiée ORION n°1","CURA305996","Défaut AIT25","MC",null,"U222PW","11U","590 653,00","3000-01-01",0,1,0,null,null,"BIOMED_ULIS",{"$error":"#NAME?"},{"$f":"IFERROR(\"Oui, à la ligne \" & MATCH(tableFévrier[[#This Row],[Fusion]],tableOctobre[Fusion],0)+1,\"Non trouvé\")","v":"Non trouvé"}]
["BAT08RC31","Sas lave mains vestiaires hommes","CURA306027"," 08RC31 Joints en silicone et plafond abimé près de la grille du plafon","MC",null,"U200BATP","13U","590 680,00","3000-01-01",0,1,0,null,null,"BIOMED_ULIS",{"$error":"#NAME?"},{"$f":"IFERROR(\"Oui, à la ligne \" & MATCH(tableFévrier[[#This Row],[Fusion]],tableOctobre[Fusion],0)+1,\"Non trouvé\")","v":"Non trouvé"},null,26069,null,26069]
["GAMLAV02","Melangeur","CURA306119","Fuite sur mélangeur AMPHOSEPT laverie 8RC106","MC",null,"U441","15U","590 884,00","3000-01-01",0,1,0,null,null,"BIOMED_ULIS",{"$error":"#NAME?"},{"$f":"IFERROR(\"Oui, à la ligne \" & MATCH(tableFévrier[[#This Row],[Fusion]],tableOctobre[Fusion],0)+1,\"Non trouvé\")","v":"Non trouvé"},null,26089,null,26089]
["BAT08RC102","Atelier centrifugation immunoglobuline","CURA306124","Fissure de la résine sur le sol de la 8rc102","MC",null,"U200BATP","13U","590 889,00","3000-01-01",0,1,0,null,null,"BIOMED_ULIS",{"$error":"#NAME?"},{"$f":"IFERROR(\"Oui, à la ligne \" & MATCH(tableFévrier[[#This Row],[Fusion]],tableOctobre[Fusion],0)+1,\"Non trouvé\")","v":"Non trouvé"},null,26090,null,26090]
["DCGR500","Cuve de collecte fondoirs","CURA306157","Gravage des Crépines","MC",null,"U411","11U","590 928,00","3000-01-01",0,1,0,null,null,"BIOMED_ULIS",{"$error":"#NAME?"},{"$f":"IFERROR(\"Oui, à la ligne \" & MATCH(tableFévrier[[#This Row],[Fusion]],tableOctobre[Fusion],0)+1,\"Non trouvé\")","v":"Non trouvé"},null,26106,null,26106]
["ADECR114","Skid chromatographie DEAE 114","CURA306231","Passivation du skid 114","MC",null,"U421DEAE","11U","591 011,00","3000-01-01",0,1,0,null,null,"BIOMED_ULIS",{"$error":"#NAME?"},{"$f":"IFERROR(\"Oui, à la ligne \" & MATCH(tableFévrier[[#This Row],[Fusion]],tableOctobre[Fusion],0)+1,\"Non trouvé\")","v":"Non trouvé"},null,26121,null,26121]
["BAT13","LOCAL PLOMBERIE","CURA306301","Déplacement matériel","MC",null,"U235BATU","13U","591 082,00","3000-01-01",0,1,0,null,null,"BIOMED_ULIS",{"$error":"#NAME?"},{"$f":"IFERROR(\"Oui, à la ligne \" & MATCH(tableFévrier[[#This Row],[Fusion]],tableOctobre[Fusion],0)+1,\"Non trouvé\")","v":"Non trouvé"},null,26138,null,26138]
["PW32","Prod. Eau purifiée ORION n°2","CURA306401","Défaut AIT 25.01","MC",null,"U222PW","11U","591 179,00","3000-01-01",0,1,0,null,null,"BIOMED_ULIS",{"$error":"#NAME?"},{"$f":"IFERROR(\"Oui, à la ligne \" & MATCH(tableFévrier[[#This Row],[Fusion]],tableOctobre[Fusion],0)+1,\"Non trouvé\")","v":"Non trouvé"}]
["COMMAL02","Machine à laver n° 6T090131","CURA306442","Défaut / Alarme","MC",null,"U411","11U","591 224,00","3000-01-01",0,1,0,null,null,"BIOMED_ULIS",{"$error":"#NAME?"},{"$f":"IFERROR(\"Oui, à la ligne \" & MATCH(tableFévrier[[#This Row],[Fusion]],tableOctobre[Fusion],0)+1,\"Non trouvé\")","v":"Non trouvé"},null,26168,null,26168]
["ALBHV05","Vanne entrees basses carters ALBF02 & 12","CURA306502","Défaut de CRF","MC",null,"U440","11U","591 323,00","3000-01-01",0,1,0,null,null,"BIOMED_ULIS",{"$error":"#NAME?"},{"$f":"IFERROR(\"Oui, à la ligne \" & MATCH(tableFévrier[[#This Row],[Fusion]],tableOctobre[Fusion],0)+1,\"Non trouvé\")","v":"Non trouvé"},null,26180,null,26180]
["OPLCONG37","Congélateur -80°C","CURA306526","Alarme température haute","MC",null,"U601OPL","11U","591 347,00","3000-01-01",0,1,0,null,null,"BIOMED_ULIS",{"$error":"#NAME?"},{"$f":"IFERROR(\"Oui, à la ligne \" & MATCH(tableFévrier[[#This Row],[Fusion]],tableOctobre[Fusion],0)+1,\"Non trouvé\")","v":"Non trouvé"}]
["PLASURG02","Surgélateur à Azote Silversas","CURA306574","Problème de température sur le surgélateur","MC",null,"U410","11U","591 409,00","3000-01-01",0,1,0,null,null,"BIOMED_ULIS",{"$error":"#NAME?"},{"$f":"IFERROR(\"Oui, à la ligne \" & MATCH(tableFévrier[[#This Row],[Fusion]],tableOctobre[Fusion],0)+1,\"Non trouvé\")","v":"Non trouvé"},null,26206,null,26206]
["SCBCF1163","Chambre ambiante +15°C - 25°C","CURA306616","Présence flaque d'eau en SCBCF1163","MC",null,"U850","10U","591 629,00","3000-01-01",0,1,0,null,null,"BIOTECH_ULIS",{"$error":"#NAME?"},{"$f":"IFERROR(\"Oui, à la ligne \" & MATCH(tableFévrier[[#This Row],[Fusion]],tableOctobre[Fusion],0)+1,\"Non trouvé\")","v":"Non trouvé"}]
["NEP01PLC01","Automate gestion station NEP01","CURA306697","TW 353488","MC",null,"U236NEP","11U","591 728,00","3000-01-01",0,1,0,null,null,"BIOMED_ULIS",{"$error":"#NAME?"},{"$f":"IFERROR(\"Oui, à la ligne \" & MATCH(tableFévrier[[#This Row],[Fusion]],tableOctobre[Fusion],0)+1,\"Non trouvé\")","v":"Non trouvé"},null,26235,null,26235]
["ACCV012","Caisson de soufflage local NEP 8ss15","CURA306747"," Court circuit du moteur de soufflage","MC",null,"U222AC","10U","591 780,00","3000-01-01",0,1,0,null,null,"BIOMED_ULIS",{"$error":"#NAME?"},{"$f":"IFERROR(\"Oui, à la ligne \" & MATCH(tableFévrier[[#This Row],[Fusion]],tableOctobre[Fusion],0)+1,\"Non trouvé\")","v":"Non trouvé"},null,26251,null,26251]
["PW32","Prod. Eau purifiée ORION n°2","CURA306815","Pw3","MC",null,"U222PW","12U","591 914,00","3000-01-01",0,1,0,null,null,"BIOMED_ULIS",{"$error":"#NAME?"},{"$f":"IFERROR(\"Oui, à la ligne \" & MATCH(tableFévrier[[#This Row],[Fusion]],tableOctobre[Fusion],0)+1,\"Non trouvé\")","v":"Non trouvé"}]
["DCGTSK01","Transstockeur","CURA306901","Réglage des scrutateurs","MC",null,"U411","11U","592 010,00","3000-01-01",0,1,0,null,null,"BIOMED_ULIS",{"$error":"#NAME?"},{"$f":"IFERROR(\"Oui, à la ligne \" & MATCH(tableFévrier[[#This Row],[Fusion]],tableOctobre[Fusion],0)+1,\"Non trouvé\")","v":"Non trouvé"},null,26282,null,26282]
["BAT08SS57","SAS MAL D 02","CURA306954","Control ouverture des portes du SAS","MC",null,"U200BATP","13U","592 207,00","3000-01-01",0,1,0,null,null,"BIOMED_ULIS",{"$error":"#NAME?"},{"$f":"IFERROR(\"Oui, à la ligne \" & MATCH(tableFévrier[[#This Row],[Fusion]],tableOctobre[Fusion],0)+1,\"Non trouvé\")","v":"Non trouvé"},null,26297,null,26297]
["BAT08PTA24","Porte auto coulis. FERMOD 8RC226/8RC207","CURA306987","Bouton d'ouverture de la porte en 8RC224","MC",null,"U200BATP","13U","592 307,00","3000-01-01",0,1,0,null,null,"BIOMED_ULIS",{"$error":"#NAME?"},{"$f":"IFERROR(\"Oui, à la ligne \" & MATCH(tableFévrier[[#This Row],[Fusion]],tableOctobre[Fusion],0)+1,\"Non trouvé\")","v":"Non trouvé"},null,26310,null,26310]
["BAT11","Bâtiment 11 Magasin général et plasma","CURA306992","Fuite sur la canalisation du radiateur qui se trouve sur la passerelle B11 sous la badgeuse à l'entrée des vestiaires","MC",null,"U235BATL","13U","592 327,00","3000-01-01",0,1,0,null,null,"BIOMED_ULIS",{"$error":"#NAME?"},{"$f":"IFERROR(\"Oui, à la ligne \" & MATCH(tableFévrier[[#This Row],[Fusion]],tableOctobre[Fusion],0)+1,\"Non trouvé\")","v":"Non trouvé"},null,26313,null,26313]
["NEP02RS221","Flexible aspiration pompe NEP02CP210","U_PROC000200","Remplacement flexible","MPS","AUTR","U441","11U",null,"2049-02-21",3,1,0,730,0,"BIOMED_ULIS",{"$error":"#NAME?"},{"$f":"IFERROR(\"Oui, à la ligne \" & MATCH(tableFévrier[[#This Row],[Fusion]],tableOctobre[Fusion],0)+1,\"Non trouvé\")","v":"Non trouvé"},null,26327,null,26327]
["NEP06RS310","Flexible NEP06","U_PROC000200","Remplacement flexible","MPS","AUTR","U441","11U",null,"2049-02-21",3,1,0,730,0,"BIOMED_ULIS",{"$error":"#NAME?"},{"$f":"IFERROR(\"Oui, à la ligne \" & MATCH(tableFévrier[[#This Row],[Fusion]],tableOctobre[Fusion],0)+1,\"Non trouvé\")","v":"Non trouvé"},null,26344,null,26344]
["NEP04RS206","Flexible nettoyage intro produit ALBR004","U_PROC000200","Remplacement flexible","MPS","AUTR","U441","11U",null,"2049-02-21",3,1,0,730,0,"BIOMED_ULIS",{"$error":"#NAME?"},{"$f":"IFERROR(\"Oui, à la ligne \" & MATCH(tableFévrier[[#This Row],[Fusion]],tableOctobre[Fusion],0)+1,\"Non trouvé\")","v":"Non trouvé"},null,26361,null,26361]
["GAMR007","Réacteur n°07 fractionnement gamma","CURA307071","Test thermo régulation et peson","MC",null,"U441","11U","592 467,00","3000-01-01",0,1,0,null,null,"BIOMED_ULIS",{"$error":"#NAME?"},{"$f":"IFERROR(\"Oui, à la ligne \" & MATCH(tableFévrier[[#This Row],[Fusion]],tableOctobre[Fusion],0)+1,\"Non trouvé\")","v":"Non trouvé"},null,26376,null,26376]
["ADETRP01","Transpalette peseur 2000 kg / 0.5kg","CURA307095","Transpalette ADETRP01 HS","MC",null,"U421DEAE","15U","592 495,00","3000-01-01",0,1,0,null,null,"BIOMED_ULIS",{"$error":"#NAME?"},{"$f":"IFERROR(\"Oui, à la ligne \" & MATCH(tableFévrier[[#This Row],[Fusion]],tableOctobre[Fusion],0)+1,\"Non trouvé\")","v":"Non trouvé"},null,26389,null,26389]
["BAT16","Bâtiment compacteur déchets","CURA307147","Fuite eau de ville","MC",null,"U235BATU","13U","592 558,00","3000-01-01",0,1,0,null,null,"BIOMED_ULIS",{"$error":"#NAME?"},{"$f":"IFERROR(\"Oui, à la ligne \" & MATCH(tableFévrier[[#This Row],[Fusion]],tableOctobre[Fusion],0)+1,\"Non trouvé\")","v":"Non trouvé"},null,26405,null,26405]
["GAMR43","Réacteur 15m3 n°43","CURA307211","Bruit agitation","MC",null,"U441","11U",null,"2023-02-22",0,1,0,null,null,"BIOMED_ULIS",{"$error":"#NAME?"},{"$f":"IFERROR(\"Oui, à la ligne \" & MATCH(tableFévrier[[#This Row],[Fusion]],tableOctobre[Fusion],0)+1,\"Non trouvé\")","v":"Non trouvé"},null,26419,null,26419]
["BAT08RC215","Laverie ADEAE","CURA307284","Compteur d'eau de ville HS","MC",null,"U200BATP","11U","592 905,00","3000-01-01",0,1,0,null,null,"BIOMED_ULIS",{"$error":"#NAME?"},{"$f":"IFERROR(\"Oui, à la ligne \" & MATCH(tableFévrier[[#This Row],[Fusion]],tableOctobre[Fusion],0)+1,\"Non trouvé\")","v":"Non trouvé"},null,26434,null,26434]
["BAT08PTA57","Porte coulis. Prepa zone C/ sas mal D 02","CURA307346","Porte sas ULLIANCE fissurée","MC",null,"U200BATP","13U","593 068,00","3000-01-01",0,1,0,null,null,"BIOMED_ULIS",{"$error":"#NAME?"},{"$f":"IFERROR(\"Oui, à la ligne \" & MATCH(tableFévrier[[#This Row],[Fusion]],tableOctobre[Fusion],0)+1,\"Non trouvé\")","v":"Non trouvé"},null,26450,null,26450]
["ADEUF123","Skid UFAlbumine","CURA307412","Disjonction","MC",null,"U421DEAE","11U","593 260,00","3000-01-01",0,1,0,null,null,"BIOMED_ULIS",{"$error":"#NAME?"},{"$f":"IFERROR(\"Oui, à la ligne \" & MATCH(tableFévrier[[#This Row],[Fusion]],tableOctobre[Fusion],0)+1,\"Non trouvé\")","v":"Non trouvé"},null,26466,null,26466]
["FIBR1700","Cuve de remise en suspension pâte T1","CURA307479","Défaut vanne","MC",null,"U411","11U","593 328,00","3000-01-01",0,1,0,null,null,"BIOMED_ULIS",{"$error":"#NAME?"},{"$f":"IFERROR(\"Oui, à la ligne \" & MATCH(tableFévrier[[#This Row],[Fusion]],tableOctobre[Fusion],0)+1,\"Non trouvé\")","v":"Non trouvé"},null,26478,null,26478]
["TAMR148_001","Cuve préparatoire tampons 1000L","CURA307522","Dysfonctionnement lors de la fermeture du trou d'homme TAM_R148","MC",null,"U421DEAE","11U","593 376,00","3000-01-01",0,1,0,null,null,"BIOMED_ULIS",{"$error":"#NAME?"},{"$f":"IFERROR(\"Oui, à la ligne \" & MATCH(tableFévrier[[#This Row],[Fusion]],tableOctobre[Fusion],0)+1,\"Non trouvé\")","v":"Non trouvé"},null,26495,null,26495]
["ALBR005","Réacteur n°5 fractionnement albumine","CURA307620","Demande de RAZ","MC",null,"U440","11U",null,"2023-03-01",0,1,0,null,null,"BIOMED_ULIS",{"$error":"#NAME?"},{"$f":"IFERROR(\"Oui, à la ligne \" & MATCH(tableFévrier[[#This Row],[Fusion]],tableOctobre[Fusion],0)+1,\"Non trouvé\")","v":"Non trouvé"},null,26512,null,26512]
["GAMR02","Cuve n°2 remise en solution pâtes gamma","U_MECA000240","Remplacement boule de lavage","MPS","MAINT","U441","11U",null,"2028-01-01",3,1,0,260,1,"BIOMED_ULIS",{"$error":"#NAME?"},{"$f":"IFERROR(\"Oui, à la ligne \" & MATCH(tableFévrier[[#This Row],[Fusion]],tableOctobre[Fusion],0)+1,\"Non trouvé\")","v":"Non trouvé"},null,26528,null,26528]
["PLAR02","Mélangeur fondoir plasma n°2","CURA307721","Détection couvercle NEP","MC",null,"U410","11U","594 021,00","3000-01-01",0,1,0,null,null,"BIOMED_ULIS",{"$error":"#NAME?"},{"$f":"IFERROR(\"Oui, à la ligne \" & MATCH(tableFévrier[[#This Row],[Fusion]],tableOctobre[Fusion],0)+1,\"Non trouvé\")","v":"Non trouvé"},null,26544,null,26544]
["BATEX","Extérieurs bâtiments","CURA307725","Remplacements de deux portes doubles en 8RC51 et 8RC69","MC",null,"U400","13U","594 029,00","3000-01-01",0,1,0,null,null,"BIOMED_ULIS",{"$error":"#NAME?"},{"$f":"IFERROR(\"Oui, à la ligne \" & MATCH(tableFévrier[[#This Row],[Fusion]],tableOctobre[Fusion],0)+1,\"Non trouvé\")","v":"Non trouvé"},null,26545,null,26545]
["PLAR02","Mélangeur fondoir plasma n°2","CURA307813","Capteur securité couvercle hs","MC",null,"U410","11U",null,"2023-03-04",0,1,0,null,null,"BIOMED_ULIS",{"$error":"#NAME?"},{"$f":"IFERROR(\"Oui, à la ligne \" & MATCH(tableFévrier[[#This Row],[Fusion]],tableOctobre[Fusion],0)+1,\"Non trouvé\")","v":"Non trouvé"},null,26568,null,26568]
["PW33","Prod. Eau purifiée ORION n°3","CURA307823","Appel gtc","MC",null,"U222PW","11U","595 175,00","3000-01-01",0,1,0,null,null,"BIOMED_ULIS",{"$error":"#NAME?"},{"$f":"IFERROR(\"Oui, à la ligne \" & MATCH(tableFévrier[[#This Row],[Fusion]],tableOctobre[Fusion],0)+1,\"Non trouvé\")","v":"Non trouvé"}]
["DCGTSK01","Transstockeur","CURA307873","Passage en manuel du Transstockeur","MC",null,"U411","11U","595 210,00","3000-01-01",0,1,0,null,null,"BIOMED_ULIS",{"$error":"#NAME?"},{"$f":"IFERROR(\"Oui, à la ligne \" & MATCH(tableFévrier[[#This Row],[Fusion]],tableOctobre[Fusion],0)+1,\"Non trouvé\")","v":"Non trouvé"},null,26585,null,26585]
["EPL3CONV05","Convoyeur principal tri plasma n°1","CURA307892","Raccourcir le support de fixation de la protection plexiglass du couloir lecture RFID ligne carton","MC",null,"U406","13U","595 233,00","3000-01-01",0,1,0,null,null,"BIOMED_ULIS",{"$error":"#NAME?"},{"$f":"IFERROR(\"Oui, à la ligne \" & MATCH(tableFévrier[[#This Row],[Fusion]],tableOctobre[Fusion],0)+1,\"Non trouvé\")","v":"Non trouvé"},null,26602,null,26602]
["DCGPEL100","Ligne de découpe","CURA307950","Vérins de porte HS","MC",null,"U411","11U",null,"2023-03-06",0,1,0,null,null,"BIOMED_ULIS",{"$error":"#NAME?"},{"$f":"IFERROR(\"Oui, à la ligne \" & MATCH(tableFévrier[[#This Row],[Fusion]],tableOctobre[Fusion],0)+1,\"Non trouvé\")","v":"Non trouvé"},null,26619,null,26619]
["INDUSAD1","Serveur AD","CURA307973","Revue Périodique des comptes administrateurs domaine","MC",null,"U236DIV","12U","595 313,00","3000-01-01",0,1,0,null,null,"BIOMED_ULIS",{"$error":"#NAME?"},{"$f":"IFERROR(\"Oui, à la ligne \" & MATCH(tableFévrier[[#This Row],[Fusion]],tableOctobre[Fusion],0)+1,\"Non trouvé\")","v":"Non trouvé"},null,26636,null,26636]
["MGPCF60","Sas chambres froide MGPCF10/MGPCF13","CURA308039","Mise du thermostat/afficheur sous boitier plexo","SER",null,"U406","10U","595 570,00","3000-01-01",0,1,0,null,null,"BIOMED_ULIS",{"$error":"#NAME?"},{"$f":"IFERROR(\"Oui, à la ligne \" & MATCH(tableFévrier[[#This Row],[Fusion]],tableOctobre[Fusion],0)+1,\"Non trouvé\")","v":"Non trouvé"},null,26652,null,26652]
["ADECR111","Skid chromato HSFF","CURA308122"," passivation","MC",null,"U421DEAE","11U",null,"2023-03-08",0,1,0,null,null,"BIOMED_ULIS",{"$error":"#NAME?"},{"$f":"IFERROR(\"Oui, à la ligne \" & MATCH(tableFévrier[[#This Row],[Fusion]],tableOctobre[Fusion],0)+1,\"Non trouvé\")","v":"Non trouvé"},null,26669,null,26669]
["DCGSURG02","Surgélateur cryoprécipité 2","CURA308163","Redressage tablette étagère surgélateur B4","MC",null,"U411","13U","595 772,00","3000-01-01",0,1,0,null,null,"BIOMED_ULIS",{"$error":"#NAME?"},{"$f":"IFERROR(\"Oui, à la ligne \" & MATCH(tableFévrier[[#This Row],[Fusion]],tableOctobre[Fusion],0)+1,\"Non trouvé\")","v":"Non trouvé"},null,26682,null,26682]
["BAT02","Bâtiment 2","CURA308250","ACHAT TACHYMETRE","CON",null,"S244","50U","596 304,00","3000-01-01",0,1,0,null,null,"BIOMED_ULIS",{"$error":"#NAME?"},{"$f":"IFERROR(\"Oui, à la ligne \" & MATCH(tableFévrier[[#This Row],[Fusion]],tableOctobre[Fusion],0)+1,\"Non trouvé\")","v":"Non trouvé"},null,26698,null,26698]
["OPLETUV20","Enceinte climatique SECASI n° *016350020","CURA308323","Défaut température","MC",null,"U601OPL","11U",null,"2023-03-11",0,1,0,null,null,"BIOMED_ULIS",{"$error":"#NAME?"},{"$f":"IFERROR(\"Oui, à la ligne \" & MATCH(tableFévrier[[#This Row],[Fusion]],tableOctobre[Fusion],0)+1,\"Non trouvé\")","v":"Non trouvé"},null,26711,null,26711]
["BAT11MGP","Bâtiment 11 partie chambres froides","CURA308354","SAS 11RC37","MC",null,"U200BATP","13U","596 432,00","3000-01-01",0,1,0,null,null,"BIOMED_ULIS",{"$error":"#NAME?"},{"$f":"IFERROR(\"Oui, à la ligne \" & MATCH(tableFévrier[[#This Row],[Fusion]],tableOctobre[Fusion],0)+1,\"Non trouvé\")","v":"Non trouvé"},null,26725,null,26725]
["PLAR02","Mélangeur fondoir plasma n°2","CURA308417","Mise en hors fonction grafcet PLAR02","MC",null,"U410","11U",null,"2023-03-14",0,1,0,null,null,"BIOMED_ULIS",{"$error":"#NAME?"},{"$f":"IFERROR(\"Oui, à la ligne \" & MATCH(tableFévrier[[#This Row],[Fusion]],tableOctobre[Fusion],0)+1,\"Non trouvé\")","v":"Non trouvé"},null,26740,null,26740]
["PW31","Prod. Eau purifiée ORION n°1","CURA308479","Maintenance Orion 1","MC",null,"U222PW","11U","596 986,00","3000-01-01",0,1,0,null,null,"BIOMED_ULIS",{"$error":"#NAME?"},{"$f":"IFERROR(\"Oui, à la ligne \" & MATCH(tableFévrier[[#This Row],[Fusion]],tableOctobre[Fusion],0)+1,\"Non trouvé\")","v":"Non trouvé"}]
["SFI","Production et distri. vapeur prope B8","CURA308534","Maintenance réseau vapeur pure","MPC",null,"U236SFI","11U",null,"2023-03-15",0,1,0,null,null,"BIOMED_ULIS",{"$error":"#NAME?"},{"$f":"IFERROR(\"Oui, à la ligne \" & MATCH(tableFévrier[[#This Row],[Fusion]],tableOctobre[Fusion],0)+1,\"Non trouvé\")","v":"Non trouvé"},null,26769,null,26769]
["GAMR24","Cuve sortie filtre press","CURA308537","Fuite","MC",null,"U441","11U",null,"2023-03-15",0,1,0,null,null,"BIOMED_ULIS",{"$error":"#NAME?"},{"$f":"IFERROR(\"Oui, à la ligne \" & MATCH(tableFévrier[[#This Row],[Fusion]],tableOctobre[Fusion],0)+1,\"Non trouvé\")","v":"Non trouvé"},null,26770,null,26770]
["FIBR1200","Cuve sol. Refroid./pousse centris T1","CURA308632","Etat sanitaire","MC",null,"U411","11U",null,"2023-03-15",0,1,0,null,null,"BIOMED_ULIS",{"$error":"#NAME?"},{"$f":"IFERROR(\"Oui, à la ligne \" & MATCH(tableFévrier[[#This Row],[Fusion]],tableOctobre[Fusion],0)+1,\"Non trouvé\")","v":"Non trouvé"}]
["WFIDIST05","Distillateur Eau PPI n°5 STERIS","CURA308692","Remontée de vapeur (Visite Zone Technique)","MC",null,"U236WFI","11U","597 365,00","3000-01-01",0,1,0,null,null,"BIOMED_ULIS",{"$error":"#NAME?"},{"$f":"IFERROR(\"Oui, à la ligne \" & MATCH(tableFévrier[[#This Row],[Fusion]],tableOctobre[Fusion],0)+1,\"Non trouvé\")","v":"Non trouvé"},null,26801,null,26801]
["BAT08","Bâtiment 8 de production","CURA308767","ORP. Disconnecteur remplissage auto GW5/6/7 8SS39","SER",null,"U222GW","10U","597 458,00","3000-01-01",0,1,0,null,null,"BIOMED_ULIS",{"$error":"#NAME?"},{"$f":"IFERROR(\"Oui, à la ligne \" & MATCH(tableFévrier[[#This Row],[Fusion]],tableOctobre[Fusion],0)+1,\"Non trouvé\")","v":"Non trouvé"},null,26813,null,26813]
["ALBR005","Réacteur n°5 fractionnement albumine","CURA308815","Démontage canne évent","MC",null,"U440","11U",null,"2023-03-19",0,1,0,null,null,"BIOMED_ULIS",{"$error":"#NAME?"},{"$f":"IFERROR(\"Oui, à la ligne \" & MATCH(tableFévrier[[#This Row],[Fusion]],tableOctobre[Fusion],0)+1,\"Non trouvé\")","v":"Non trouvé"}]
["UDA2LMP03","Lecteur de microplaques Biotek n° 190123E","CURA308885","Remise en service de l'équipement","MC",null,"U880","70U","597 738,00","3000-01-01",0,1,0,null,null,"BIOTECH_ULIS",{"$error":"#NAME?"},{"$f":"IFERROR(\"Oui, à la ligne \" & MATCH(tableFévrier[[#This Row],[Fusion]],tableOctobre[Fusion],0)+1,\"Non trouvé\")","v":"Non trouvé"},null,26842,null,26842]
["BAT01325","Laboratoire de biochimie 1325","CURA308922","Installation de nouvelles prises réseau au LIP en pièce 1323-1324","MC",null,"U235BATC","10U","597 795,00","3000-01-01",0,1,0,null,null,"BIOMED_ULIS",{"$error":"#NAME?"},{"$f":"IFERROR(\"Oui, à la ligne \" & MATCH(tableFévrier[[#This Row],[Fusion]],tableOctobre[Fusion],0)+1,\"Non trouvé\")","v":"Non trouvé"},null,26857,null,26857]
["PLABOL509","Bol de centri BKA28 N°509","CURA309100","Problème de turbine","MC",null,"U410","11U",null,"2023-03-22",0,1,0,null,null,"BIOMED_ULIS",{"$error":"#NAME?"},{"$f":"IFERROR(\"Oui, à la ligne \" & MATCH(tableFévrier[[#This Row],[Fusion]],tableOctobre[Fusion],0)+1,\"Non trouvé\")","v":"Non trouvé"},null,26872,null,26872]
["GAMR007","Réacteur n°07 fractionnement gamma","CURA309206","RAZ pesons","MC",null,"U441","11U",null,"2023-03-22",0,1,0,null,null,"BIOMED_ULIS",{"$error":"#NAME?"},{"$f":"IFERROR(\"Oui, à la ligne \" & MATCH(tableFévrier[[#This Row],[Fusion]],tableOctobre[Fusion],0)+1,\"Non trouvé\")","v":"Non trouvé"},null,26883,null,26883]
["ALBCMW28","Indication poids transpalette ALBTRP04","CURA309230","Transpalette","MC",null,"U440","15U","598 340,00","3000-01-01",0,1,0,null,null,"BIOMED_ULIS",{"$error":"#NAME?"},{"$f":"IFERROR(\"Oui, à la ligne \" & MATCH(tableFévrier[[#This Row],[Fusion]],tableOctobre[Fusion],0)+1,\"Non trouvé\")","v":"Non trouvé"},null,26897,null,26897]
["PW3","Production Eau Purifiée 3","CURA309320","Defaut gtc ati25","MC",null,"U222PW","11U",null,"2023-03-23",0,1,0,null,null,"BIOMED_ULIS",{"$error":"#NAME?"},{"$f":"IFERROR(\"Oui, à la ligne \" & MATCH(tableFévrier[[#This Row],[Fusion]],tableOctobre[Fusion],0)+1,\"Non trouvé\")","v":"Non trouvé"},null,26912,null,26912]
["BAT11","Bâtiment 11 Magasin général et plasma","CURA309386","Camion  magasin Général","MC",null,"U200","13U","598 625,00","3000-01-01",0,1,0,null,null,"BIOMED_ULIS",{"$error":"#NAME?"},{"$f":"IFERROR(\"Oui, à la ligne \" & MATCH(tableFévrier[[#This Row],[Fusion]],tableOctobre[Fusion],0)+1,\"Non trouvé\")","v":"Non trouvé"},null,26927,null,26927]
["ADER162_001","Cuve mobile 70L","CURA309413","Afficheur à remplacer","MPC",null,"U421DEAE","11U",null,"2023-03-26",0,1,0,null,null,"BIOMED_ULIS",{"$error":"#NAME?"},{"$f":"IFERROR(\"Oui, à la ligne \" & MATCH(tableFévrier[[#This Row],[Fusion]],tableOctobre[Fusion],0)+1,\"Non trouvé\")","v":"Non trouvé"},null,26940,null,26940]
["UDP2CMP02","Manomètre MECOTEC n°4523","U_METR000015","Vérification PERIODIQUE pression","MPS","DEF","U851","70U","602 349,00","2024-06-29",3,1,0,365,0,"BIOTECH_ULIS",{"$f":"_xlfn.TEXTJOIN(\"\",TRUE,A27842:D27842,H27842,N27842)","v":{"$error":"#NAME?"}},{"$f":"IFERROR(\"Oui, à la ligne \" & MATCH(tableFévrier[[#This Row],[Fusion]],tableOctobre[Fusion],0)+1,\"Non trouvé\")","v":"Non trouvé"},null,26955,null,26955]
["BAT08PTA71","Porte coulis. porte séparative","CURA309534","Mur détériorer","MC",null,"U200BATP","13U","598 828,00","3000-01-01",0,1,0,null,null,"BIOMED_ULIS",{"$error":"#NAME?"},{"$f":"IFERROR(\"Oui, à la ligne \" & MATCH(tableFévrier[[#This Row],[Fusion]],tableOctobre[Fusion],0)+1,\"Non trouvé\")","v":"Non trouvé"},null,26969,null,26969]
["WFIBD04","Boucle distribution Eau PPI BD04","CURA309611","Défaut débit bas boucle principale","MC",null,"U236WFI","11U","598 921,00","3000-01-01",0,1,0,null,null,"BIOMED_ULIS",{"$error":"#NAME?"},{"$f":"IFERROR(\"Oui, à la ligne \" & MATCH(tableFévrier[[#This Row],[Fusion]],tableOctobre[Fusion],0)+1,\"Non trouvé\")","v":"Non trouvé"}]
["CQBREF01","Réfrigérateur Liebherr n°79.621.984.6","CURA309616"," defaut température basse","MC",null,"U633","11U",null,"2023-03-28",0,1,0,null,null,"BIOTECH_ULIS",{"$error":"#NAME?"},{"$f":"IFERROR(\"Oui, à la ligne \" & MATCH(tableFévrier[[#This Row],[Fusion]],tableOctobre[Fusion],0)+1,\"Non trouvé\")","v":"Non trouvé"},null,26984,null,26984]
["GW5/6/7","Production distri. eau glycolée +20°C","CURA309672","Installation arrêté en défaut arrêt d'urgence","MC",null,"U222GW","10U","598 989,00","3000-01-01",0,1,0,null,null,"BIOMED_ULIS",{"$error":"#NAME?"},{"$f":"IFERROR(\"Oui, à la ligne \" & MATCH(tableFévrier[[#This Row],[Fusion]],tableOctobre[Fusion],0)+1,\"Non trouvé\")","v":"Non trouvé"},null,26999,null,26999]
["BAT08SS18","Pièce 8SS18","CURA309737","Modification éclairage","MC",null,"U200BATP","13U","599 048,00","3000-01-01",0,1,0,null,null,"BIOMED_ULIS",{"$error":"#NAME?"},{"$f":"IFERROR(\"Oui, à la ligne \" & MATCH(tableFévrier[[#This Row],[Fusion]],tableOctobre[Fusion],0)+1,\"Non trouvé\")","v":"Non trouvé"},null,27013,null,27013]
["BAT08RC105","Pièce de stockage matériel","CURA309804","Manque les papillons sur les colliers d'attache sur les chariots de débourrage centri GAMC21 et GAMC22 pour sécuriser la cloche.","MC",null,"U200BATP","11U","599 175,00","3000-01-01",0,1,0,null,null,"BIOMED_ULIS",{"$error":"#NAME?"},{"$f":"IFERROR(\"Oui, à la ligne \" & MATCH(tableFévrier[[#This Row],[Fusion]],tableOctobre[Fusion],0)+1,\"Non trouvé\")","v":"Non trouvé"},null,27028,null,27028]
["BAT01ASC02","Ascenseur duplex droit B1","CURA309858","2023 KONE Travaux suite a visite réglementaire APAVE","MC",null,"U235BATU","13U",null,"2023-03-31",0,1,0,null,null,"BIOMED_ULIS",{"$error":"#NAME?"},{"$f":"IFERROR(\"Oui, à la ligne \" & MATCH(tableFévrier[[#This Row],[Fusion]],tableOctobre[Fusion],0)+1,\"Non trouvé\")","v":"Non trouvé"},null,27044,null,27044]
["GAMBOL267","Bol de centri BKA45 n°267","CURA309943","\t Démontage et nettoyage de la double enveloppe","MC",null,"U441","11U",null,"2023-04-02",0,1,0,null,null,"BIOMED_ULIS",{"$error":"#NAME?"},{"$f":"IFERROR(\"Oui, à la ligne \" & MATCH(tableFévrier[[#This Row],[Fusion]],tableOctobre[Fusion],0)+1,\"Non trouvé\")","v":"Non trouvé"},null,27059,null,27059]
["BAT11","Bâtiment 11 Magasin général et plasma","CURA309968","Protection angle muret support grillage séparation MGG/MGP au niveau stationnement chariot froid","MC",null,"U235BATL","13U","599 415,00","3000-01-01",0,1,0,null,null,"BIOMED_ULIS",{"$error":"#NAME?"},{"$f":"IFERROR(\"Oui, à la ligne \" & MATCH(tableFévrier[[#This Row],[Fusion]],tableOctobre[Fusion],0)+1,\"Non trouvé\")","v":"Non trouvé"},null,27071,null,27071]
["PW32","Prod. Eau purifiée ORION n°2","CURA310030","Alarme gtc","MC",null,"U222PW","11U",null,"2023-04-04",0,1,0,null,null,"BIOMED_ULIS",{"$error":"#NAME?"},{"$f":"IFERROR(\"Oui, à la ligne \" & MATCH(tableFévrier[[#This Row],[Fusion]],tableOctobre[Fusion],0)+1,\"Non trouvé\")","v":"Non trouvé"},null,27087,null,27087]
["INDUSOP21","Poste operateur FP TIV","CURA310074","Ecran HS","MPC",null,"U236DIV","11U",null,"2023-04-04",0,1,0,null,null,"BIOMED_ULIS",{"$error":"#NAME?"},{"$f":"IFERROR(\"Oui, à la ligne \" & MATCH(tableFévrier[[#This Row],[Fusion]],tableOctobre[Fusion],0)+1,\"Non trouvé\")","v":"Non trouvé"},null,27102,null,27102]
["WFISBD312","Sous boucle de distribution DEAE","CURA310127","Alarme gtc","MC",null,"U236WFI","11U",null,"2023-04-05",0,1,0,null,null,"BIOMED_ULIS",{"$error":"#NAME?"},{"$f":"IFERROR(\"Oui, à la ligne \" & MATCH(tableFévrier[[#This Row],[Fusion]],tableOctobre[Fusion],0)+1,\"Non trouvé\")","v":"Non trouvé"},null,27119,null,27119]
["ALBEQUIP","Equipements communs albumine","CURA310233","Défaut pression basse reacteurs albumine","MC",null,"U440","11U",null,"2023-04-05",0,1,0,null,null,"BIOMED_ULIS",{"$error":"#NAME?"},{"$f":"IFERROR(\"Oui, à la ligne \" & MATCH(tableFévrier[[#This Row],[Fusion]],tableOctobre[Fusion],0)+1,\"Non trouvé\")","v":"Non trouvé"}]
["APMELEV01","Table élévatrice Atelier Prépa. Mat.","CURA310262","La table élévatrice ne monte pas","MC",null,"U408PMML","11U",null,"2023-04-06",0,1,0,null,null,"ULIS",{"$error":"#NAME?"},{"$f":"IFERROR(\"Oui, à la ligne \" & MATCH(tableFévrier[[#This Row],[Fusion]],tableOctobre[Fusion],0)+1,\"Non trouvé\")","v":"Non trouvé"},null,27147,null,27147]
["PLAPV04","Vanne envoi produit vers ADEAE","CURA310379","Plapv01","MC",null,"U410","11U","600 636,00","3000-01-01",0,1,0,null,null,"BIOMED_ULIS",{"$error":"#NAME?"},{"$f":"IFERROR(\"Oui, à la ligne \" & MATCH(tableFévrier[[#This Row],[Fusion]],tableOctobre[Fusion],0)+1,\"Non trouvé\")","v":"Non trouvé"},null,27163,null,27163]
["WW1FOS01","Fosse OUEST (NEP/PW) relevage eaux usées","CURA310406","PH bas","MC",null,"U235WW","11U",null,"2023-04-09",0,1,0,null,null,"BIOMED_ULIS",{"$error":"#NAME?"},{"$f":"IFERROR(\"Oui, à la ligne \" & MATCH(tableFévrier[[#This Row],[Fusion]],tableOctobre[Fusion],0)+1,\"Non trouvé\")","v":"Non trouvé"},null,27177,null,27177]
["BAT08","Bâtiment 8 de production","CURA310427","Appel gardien presence importante d eau terrasse","MC",null,"U200BATP","11U",null,"2023-04-11",0,1,0,null,null,"BIOMED_ULIS",{"$error":"#NAME?"},{"$f":"IFERROR(\"Oui, à la ligne \" & MATCH(tableFévrier[[#This Row],[Fusion]],tableOctobre[Fusion],0)+1,\"Non trouvé\")","v":"Non trouvé"},null,27190,null,27190]
["BAT08RC104","Atelier  FP immunoglobuline","CURA310454","Fissure peinture écailée 8rc104","MC",null,"U200BATP","13U","600 715,00","3000-01-01",0,1,0,null,null,"BIOMED_ULIS",{"$error":"#NAME?"},{"$f":"IFERROR(\"Oui, à la ligne \" & MATCH(tableFévrier[[#This Row],[Fusion]],tableOctobre[Fusion],0)+1,\"Non trouvé\")","v":"Non trouvé"},null,27207,null,27207]
["BAT08RC103","Atelier UF immunoglobuline","CURA310455","Rebord métallique décollé 8RC103","MC",null,"U200BATP","13U","600 716,00","3000-01-01",0,1,0,null,null,"BIOMED_ULIS",{"$error":"#NAME?"},{"$f":"IFERROR(\"Oui, à la ligne \" & MATCH(tableFévrier[[#This Row],[Fusion]],tableOctobre[Fusion],0)+1,\"Non trouvé\")","v":"Non trouvé"},null,27208,null,27208]
["BAT08RC45","Atelier cuverie sortie produit UF2","CURA310550","SUPPORT","MC",null,"U200BATP","13U","600 809,00","3000-01-01",0,1,0,null,null,"BIOMED_ULIS",{"$error":"#NAME?"},{"$f":"IFERROR(\"Oui, à la ligne \" & MATCH(tableFévrier[[#This Row],[Fusion]],tableOctobre[Fusion],0)+1,\"Non trouvé\")","v":"Non trouvé"},null,27224,null,27224]
["PLAPLC01","Station automate centrifugation plasma","CURA310603","Repositionnement cycle caloporteur","MCU",null,"U410","12U","600 872,00","3000-01-01",0,1,0,null,null,"BIOMED_ULIS",{"$error":"#NAME?"},{"$f":"IFERROR(\"Oui, à la ligne \" & MATCH(tableFévrier[[#This Row],[Fusion]],tableOctobre[Fusion],0)+1,\"Non trouvé\")","v":"Non trouvé"},null,27240,null,27240]
["RF100","Groupe Frigorifique Tour Prédécong.","CURA310664","Appoint de glycol réseau glycol chaud","MC",null,"U222RF","10U","600 951,00","3000-01-01",0,1,0,null,null,"BIOMED_ULIS",{"$error":"#NAME?"},{"$f":"IFERROR(\"Oui, à la ligne \" & MATCH(tableFévrier[[#This Row],[Fusion]],tableOctobre[Fusion],0)+1,\"Non trouvé\")","v":"Non trouvé"},null,27254,null,27254]
["ALBFP06","Filtre-presse albumine T I+II+III","CURA310755","Forcage ouverture fp","MC",null,"U440","11U",null,"2023-04-14",0,1,0,null,null,"BIOMED_ULIS",{"$error":"#NAME?"},{"$f":"IFERROR(\"Oui, à la ligne \" & MATCH(tableFévrier[[#This Row],[Fusion]],tableOctobre[Fusion],0)+1,\"Non trouvé\")","v":"Non trouvé"},null,27270,null,27270]
["INDUSBKP1","Serveur de sauvegarde","U_INFO000009","Tests périodiques de Backup et restauration VM","MPS","AUTO","U236DIV","12U","610 625,00","2024-06-29",3,1,0,26,1,"BIOMED_ULIS",{"$error":"#NAME?"},{"$f":"IFERROR(\"Oui, à la ligne \" & MATCH(tableFévrier[[#This Row],[Fusion]],tableOctobre[Fusion],0)+1,\"Non trouvé\")","v":"Non trouvé"},null,27287,null,27287]
["GAMR02","Cuve n°2 remise en solution pâtes gamma","CURA310838","Problème en fin de soutirage","MC",null,"U441","11U",null,"2023-04-16",0,1,0,null,null,"BIOMED_ULIS",{"$error":"#NAME?"},{"$f":"IFERROR(\"Oui, à la ligne \" & MATCH(tableFévrier[[#This Row],[Fusion]],tableOctobre[Fusion],0)+1,\"Non trouvé\")","v":"Non trouvé"},null,27300,null,27300]
["CBCMT89","Sonde de température EBRO n°62466217 Secours","U_METROLOGIE    12","Vérification CURATIVE température","MC","METR","U880","70U","601 248,00","3000-01-01",0,1,0,null,null,"BIOTECH_ULIS",{"$error":"#NAME?"},{"$f":"IFERROR(\"Oui, à la ligne \" & MATCH(tableFévrier[[#This Row],[Fusion]],tableOctobre[Fusion],0)+1,\"Non trouvé\")","v":"Non trouvé"},null,27322,null,27322]
["BAT08RC211","Local  DEAE / HSFF : colonne DEAE / Filtre FIX","CURA310939","La prise éléctrique est arraché","MC",null,"U200BATP","10U","601 276,00","3000-01-01",0,1,0,null,null,"BIOMED_ULIS",{"$error":"#NAME?"},{"$f":"IFERROR(\"Oui, à la ligne \" & MATCH(tableFévrier[[#This Row],[Fusion]],tableOctobre[Fusion],0)+1,\"Non trouvé\")","v":"Non trouvé"},null,27330,null,27330]
["PLAEQUIP","Equipements spécifiques plasma","CURA311002","Portes pré décongélation en défaut","MC",null,"U410","11U",null,"2023-04-18",0,1,0,null,null,"BIOMED_ULIS",{"$error":"#NAME?"},{"$f":"IFERROR(\"Oui, à la ligne \" & MATCH(tableFévrier[[#This Row],[Fusion]],tableOctobre[Fusion],0)+1,\"Non trouvé\")","v":"Non trouvé"}]
["BAT08RC211","Local  DEAE / HSFF : colonne DEAE / Filtre FIX","CURA311039","TROU DANS LE MUR","MC",null,"U200BATP","13U","601 382,00","3000-01-01",0,1,0,null,null,"BIOMED_ULIS",{"$error":"#NAME?"},{"$f":"IFERROR(\"Oui, à la ligne \" & MATCH(tableFévrier[[#This Row],[Fusion]],tableOctobre[Fusion],0)+1,\"Non trouvé\")","v":"Non trouvé"},null,27359,null,27359]
["GAMRS65","Manchette soutirage FP GAMMA GAMTA","CURA311058","La tige qui ce trouve sur la manchette de soutirage fp, et qui est en contact avec le capteur est tordu","MC",null,"U441","11U","601 403,00","3000-01-01",0,1,0,null,null,"BIOMED_ULIS",{"$error":"#NAME?"},{"$f":"IFERROR(\"Oui, à la ligne \" & MATCH(tableFévrier[[#This Row],[Fusion]],tableOctobre[Fusion],0)+1,\"Non trouvé\")","v":"Non trouvé"},null,27374,null,27374]
["PNEUBD01","Réseau de transport par tube pneumatique","CURA311112","Appareil hors fonction","MC",null,"U441","11U",null,"2023-04-19",0,1,0,null,null,"BIOMED_ULIS",{"$error":"#NAME?"},{"$f":"IFERROR(\"Oui, à la ligne \" & MATCH(tableFévrier[[#This Row],[Fusion]],tableOctobre[Fusion],0)+1,\"Non trouvé\")","v":"Non trouvé"},null,27391,null,27391]
["BAT08RC06","Couloir entrée vestiaires côté produc","CURA311154","SMP23 8RC06 cache pomelle","MC",null,"U200BATP","13U","601 523,00","3000-01-01",0,1,0,null,null,"BIOMED_ULIS",{"$error":"#NAME?"},{"$f":"IFERROR(\"Oui, à la ligne \" & MATCH(tableFévrier[[#This Row],[Fusion]],tableOctobre[Fusion],0)+1,\"Non trouvé\")","v":"Non trouvé"},null,27407,null,27407]
["PLAR02","Mélangeur fondoir plasma n°2","CURA311172","Remplacement joint trémie","MC",null,"U410","11U",null,"2023-04-20",0,1,0,null,null,"BIOMED_ULIS",{"$error":"#NAME?"},{"$f":"IFERROR(\"Oui, à la ligne \" & MATCH(tableFévrier[[#This Row],[Fusion]],tableOctobre[Fusion],0)+1,\"Non trouvé\")","v":"Non trouvé"},null,27424,null,27424]
["NEP06ST06","Station NEP réacteurs Gamma","CURA311228","Remplacement membranes NEP broyeurs","MC",null,"U236NEP","11U",null,"2023-04-20",0,1,0,null,null,"BIOMED_ULIS",{"$error":"#NAME?"},{"$f":"IFERROR(\"Oui, à la ligne \" & MATCH(tableFévrier[[#This Row],[Fusion]],tableOctobre[Fusion],0)+1,\"Non trouvé\")","v":"Non trouvé"},null,27441,null,27441]
["ADEPV112_114","Vanne à membrane auto type 5","CURA311229","Défaut CR","MC",null,"U421DEAE","11U",null,"2023-04-20",0,1,0,null,null,"BIOMED_ULIS",{"$error":"#NAME?"},{"$f":"IFERROR(\"Oui, à la ligne \" & MATCH(tableFévrier[[#This Row],[Fusion]],tableOctobre[Fusion],0)+1,\"Non trouvé\")","v":"Non trouvé"},null,27442,null,27442]
["BAT08RC31","Sas lave mains vestiaires hommes","CURA311296","SMP23 8RC31 trace de rouille poignet porte sortie de secours","MC",null,"U200BATP","80U",null,"2023-04-20",0,1,0,null,null,"BIOMED_ULIS",{"$error":"#NAME?"},{"$f":"IFERROR(\"Oui, à la ligne \" & MATCH(tableFévrier[[#This Row],[Fusion]],tableOctobre[Fusion],0)+1,\"Non trouvé\")","v":"Non trouvé"},null,27458,null,27458]
["BAT08","Bâtiment 8 de production","CURA311365","Barre anti panique hs et ventouse","MC",null,"U200BATP","13U","601 916,00","3000-01-01",0,1,0,null,null,"BIOMED_ULIS",{"$error":"#NAME?"},{"$f":"IFERROR(\"Oui, à la ligne \" & MATCH(tableFévrier[[#This Row],[Fusion]],tableOctobre[Fusion],0)+1,\"Non trouvé\")","v":"Non trouvé"},null,27475,null,27475]
["SHW400PV006","Vanne 3 voies","CURA311394","Fuite sur réseau eau chaude clim ( échangeur CTA405) UDEC","MC",null,"U222SHW","11U","601 958,00","3000-01-01",0,1,0,null,null,"BIOMED_ULIS",{"$error":"#NAME?"},{"$f":"IFERROR(\"Oui, à la ligne \" & MATCH(tableFévrier[[#This Row],[Fusion]],tableOctobre[Fusion],0)+1,\"Non trouvé\")","v":"Non trouvé"},null,27487,null,27487]
["PW3","Production Eau Purifiée 3","CURA311419","QRM AKTEHOM","PRO",null,"U222PW","11U",null,"2023-04-24",0,1,0,null,null,"BIOMED_ULIS",{"$error":"#NAME?"},{"$f":"IFERROR(\"Oui, à la ligne \" & MATCH(tableFévrier[[#This Row],[Fusion]],tableOctobre[Fusion],0)+1,\"Non trouvé\")","v":"Non trouvé"},null,27499,null,27499]
["BAT08RC06","Couloir entrée vestiaires côté produc","CURA311446","SMP23 8RC06 Reprendre tapis rétention poussière à reprendre","MC",null,"U200BATP","13U","602 075,00","3000-01-01",0,1,0,null,null,"BIOMED_ULIS",{"$error":"#NAME?"},{"$f":"IFERROR(\"Oui, à la ligne \" & MATCH(tableFévrier[[#This Row],[Fusion]],tableOctobre[Fusion],0)+1,\"Non trouvé\")","v":"Non trouvé"},null,27515,null,27515]
["WFISBD314","Sous boucle de distibution Alfalastin1","CURA311490","Température de distribution","MC",null,"U236WFI","11U",null,"2023-04-24",0,1,0,null,null,"BIOMED_ULIS",{"$error":"#NAME?"},{"$f":"IFERROR(\"Oui, à la ligne \" & MATCH(tableFévrier[[#This Row],[Fusion]],tableOctobre[Fusion],0)+1,\"Non trouvé\")","v":"Non trouvé"},null,27531,null,27531]
["BAT08RC59","Atelier UF albumine","CURA311507","SMP23 8RC59 Résine","MC",null,"U200BATP","13U","602 143,00","3000-01-01",0,1,0,null,null,"BIOMED_ULIS",{"$error":"#NAME?"},{"$f":"IFERROR(\"Oui, à la ligne \" & MATCH(tableFévrier[[#This Row],[Fusion]],tableOctobre[Fusion],0)+1,\"Non trouvé\")","v":"Non trouvé"},null,27547,null,27547]
["CRDCF1209","Chambre froide +4°C pièce 1209","CURA311529","Changement de néon chambre froide 1209","MC",null,"U851","10U","602 164,00","3000-01-01",0,1,0,null,null,"BIOTECH_ULIS",{"$error":"#NAME?"},{"$f":"IFERROR(\"Oui, à la ligne \" & MATCH(tableFévrier[[#This Row],[Fusion]],tableOctobre[Fusion],0)+1,\"Non trouvé\")","v":"Non trouvé"},null,27562,null,27562]
["BAT08","Bâtiment 8 de production","CURA311554","Eclairage rampe acces sous sol B8","SER",null,"U200BATP","10U","602 189,00","3000-01-01",0,1,0,null,null,"BIOMED_ULIS",{"$error":"#NAME?"},{"$f":"IFERROR(\"Oui, à la ligne \" & MATCH(tableFévrier[[#This Row],[Fusion]],tableOctobre[Fusion],0)+1,\"Non trouvé\")","v":"Non trouvé"},null,27580,null,27580]
["GAMR009","Réacteur n°09 fractionnement gamma","CURA311605","Défaut lors du lancement du soutirage","MC",null,"U441","11U",null,"2023-04-25",0,1,0,null,null,"BIOMED_ULIS",{"$error":"#NAME?"},{"$f":"IFERROR(\"Oui, à la ligne \" & MATCH(tableFévrier[[#This Row],[Fusion]],tableOctobre[Fusion],0)+1,\"Non trouvé\")","v":"Non trouvé"},null,27596,null,27596]
["BAT08RC123","Salle pontage albumine","CURA311631","SMP23 8RC123 Peinture","MC",null,"U200BATP","13U","602 402,00","3000-01-01",0,1,0,null,null,"BIOMED_ULIS",{"$error":"#NAME?"},{"$f":"IFERROR(\"Oui, à la ligne \" & MATCH(tableFévrier[[#This Row],[Fusion]],tableOctobre[Fusion],0)+1,\"Non trouvé\")","v":"Non trouvé"},null,27613,null,27613]
["BAT08RC62","Atelier cuverie albumine/immunoglobuline","CURA311648","SMP23 8RC62 Bas vis fixation support tuyau derrière ALBR06 manquante","MC",null,"U200BATP","13U","602 419,00","3000-01-01",0,1,0,null,null,"BIOMED_ULIS",{"$error":"#NAME?"},{"$f":"IFERROR(\"Oui, à la ligne \" & MATCH(tableFévrier[[#This Row],[Fusion]],tableOctobre[Fusion],0)+1,\"Non trouvé\")","v":"Non trouvé"},null,27630,null,27630]
["BAT08RC62","Atelier cuverie albumine/immunoglobuline","CURA311666","SMP23 8P62 Etage   peinture autour grille AC01F36","MC",null,"U200BATP","13U","602 436,00","3000-01-01",0,1,0,null,null,"BIOMED_ULIS",{"$error":"#NAME?"},{"$f":"IFERROR(\"Oui, à la ligne \" & MATCH(tableFévrier[[#This Row],[Fusion]],tableOctobre[Fusion],0)+1,\"Non trouvé\")","v":"Non trouvé"},null,27646,null,27646]
["AC07F08","Filtration terminale n°08 clim. 8RC109","CURA311683","SMP23 - 8RC109 : grille de soufflage rouillée","MC",null,"U222AC","10U","602 451,00","3000-01-01",0,1,0,null,null,"BIOMED_ULIS",{"$error":"#NAME?"},{"$f":"IFERROR(\"Oui, à la ligne \" & MATCH(tableFévrier[[#This Row],[Fusion]],tableOctobre[Fusion],0)+1,\"Non trouvé\")","v":"Non trouvé"},null,27663,null,27663]
["BAT08RC60","Atelier filtre presse albumine","CURA311698","FISSURES AU SOL MENANT AUX GRILLES D'EGOUT","MC",null,"U200BATP","13U","602 466,00","3000-01-01",0,1,0,null,null,"BIOMED_ULIS",{"$error":"#NAME?"},{"$f":"IFERROR(\"Oui, à la ligne \" & MATCH(tableFévrier[[#This Row],[Fusion]],tableOctobre[Fusion],0)+1,\"Non trouvé\")","v":"Non trouvé"},null,27680,null,27680]
["BAT08RC201","Atelier réacteurs de fractionnement","CURA311700","SMP23 8RC201  silicone","MC",null,"U200BATP","13U","602 468,00","3000-01-01",0,1,0,null,null,"BIOMED_ULIS",{"$error":"#NAME?"},{"$f":"IFERROR(\"Oui, à la ligne \" & MATCH(tableFévrier[[#This Row],[Fusion]],tableOctobre[Fusion],0)+1,\"Non trouvé\")","v":"Non trouvé"},null,27681,null,27681]
["BAT08RC106","Laverie centris gamma","CURA311717","SMP23 - 8RC106 : vis oxydée sur support produit nettoyage","MC",null,"U200BATP","13U","602 489,00","3000-01-01",0,1,0,null,null,"BIOMED_ULIS",{"$error":"#NAME?"},{"$f":"IFERROR(\"Oui, à la ligne \" & MATCH(tableFévrier[[#This Row],[Fusion]],tableOctobre[Fusion],0)+1,\"Non trouvé\")","v":"Non trouvé"},null,27698,null,27698]
["AC06F07","Filtration terminale n°07 clim. 8RC60","CURA311767","SMP23 8RC60 AC06R01 et 06 rouillées","MC",null,"U222AC","10U","602 544,00","3000-01-01",0,1,0,null,null,"BIOMED_ULIS",{"$error":"#NAME?"},{"$f":"IFERROR(\"Oui, à la ligne \" & MATCH(tableFévrier[[#This Row],[Fusion]],tableOctobre[Fusion],0)+1,\"Non trouvé\")","v":"Non trouvé"},null,27715,null,27715]
["BAT08RC223","Local Stockage Tampons","CURA311785","SMP23 8RC223  réprise des résines","MC",null,"U200BATP","13U","602 563,00","3000-01-01",0,1,0,null,null,"BIOMED_ULIS",{"$error":"#NAME?"},{"$f":"IFERROR(\"Oui, à la ligne \" & MATCH(tableFévrier[[#This Row],[Fusion]],tableOctobre[Fusion],0)+1,\"Non trouvé\")","v":"Non trouvé"},null,27732,null,27732]
["BAT08RC215","Laverie ADEAE","CURA311804","SMP23 8RC215 cornière angle à remplacer porte vers 218","MC",null,"U200BATP","13U","602 581,00","3000-01-01",0,1,0,null,null,"BIOMED_ULIS",{"$error":"#NAME?"},{"$f":"IFERROR(\"Oui, à la ligne \" & MATCH(tableFévrier[[#This Row],[Fusion]],tableOctobre[Fusion],0)+1,\"Non trouvé\")","v":"Non trouvé"},null,27749,null,27749]
["BAT08RC206","Couloir « flux sale » ADEAE","CURA311821","SMP23 8RC206 passivation carter protection mur","MC",null,"U200BATP","13U","602 598,00","3000-01-01",0,1,0,null,null,"BIOMED_ULIS",{"$error":"#NAME?"},{"$f":"IFERROR(\"Oui, à la ligne \" & MATCH(tableFévrier[[#This Row],[Fusion]],tableOctobre[Fusion],0)+1,\"Non trouvé\")","v":"Non trouvé"},null,27766,null,27766]
["BAT08RC62","Atelier cuverie albumine/immunoglobuline","CURA311845","SMP23 - 8RC62BAS : seuil de porte 8RC62 à reprendre","MC",null,"U200BATP","13U","602 637,00","3000-01-01",0,1,0,null,null,"BIOMED_ULIS",{"$error":"#NAME?"},{"$f":"IFERROR(\"Oui, à la ligne \" & MATCH(tableFévrier[[#This Row],[Fusion]],tableOctobre[Fusion],0)+1,\"Non trouvé\")","v":"Non trouvé"},null,27782,null,27782]
["BAT08RC104","Atelier  FP immunoglobuline","CURA311877","SMP23 - 8RC104 : silicone à prévoir dans le local","MC",null,"U200BATP","13U","602 665,00","3000-01-01",0,1,0,null,null,"BIOMED_ULIS",{"$error":"#NAME?"},{"$f":"IFERROR(\"Oui, à la ligne \" & MATCH(tableFévrier[[#This Row],[Fusion]],tableOctobre[Fusion],0)+1,\"Non trouvé\")","v":"Non trouvé"},null,27797,null,27797]
["BAT08RC208","Local  Alfalastin 2","CURA311894","SMP23 8RC208 résine et plinthes fissurées","MC",null,"U200BATP","13U","602 682,00","3000-01-01",0,1,0,null,null,"BIOMED_ULIS",{"$error":"#NAME?"},{"$f":"IFERROR(\"Oui, à la ligne \" & MATCH(tableFévrier[[#This Row],[Fusion]],tableOctobre[Fusion],0)+1,\"Non trouvé\")","v":"Non trouvé"},null,27814,null,27814]
["BAT08","Bâtiment 8 de production","CURA311912","Maintenance variateurs HVAC société SEIBO","AME",null,"U222AC","10U","602 700,00","3000-01-01",0,1,0,null,null,"BIOMED_ULIS",{"$error":"#NAME?"},{"$f":"IFERROR(\"Oui, à la ligne \" & MATCH(tableFévrier[[#This Row],[Fusion]],tableOctobre[Fusion],0)+1,\"Non trouvé\")","v":"Non trouvé"},null,27831,null,27831]
["PE10","Stockage et distribution éthanol","CURA311979","Changement de cuve","MC",null,"U236PE","11U",null,"2023-04-27",0,1,0,null,null,"BIOMED_ULIS",{"$error":"#NAME?"},{"$f":"IFERROR(\"Oui, à la ligne \" & MATCH(tableFévrier[[#This Row],[Fusion]],tableOctobre[Fusion],0)+1,\"Non trouvé\")","v":"Non trouvé"},null,27850,null,27850]
["BAT01SS35","Laverie plasma","CURA311999","SMP23 - 1SS35 : cornière d'angle à remplacer","MC",null,"U200BATP","13U","603 305,00","3000-01-01",0,1,0,null,null,"BIOMED_ULIS",{"$error":"#NAME?"},{"$f":"IFERROR(\"Oui, à la ligne \" & MATCH(tableFévrier[[#This Row],[Fusion]],tableOctobre[Fusion],0)+1,\"Non trouvé\")","v":"Non trouvé"},null,27860,null,27860]
["BAT01SS28","Atelier découpe des poches plasma","CURA312019","SMP23 - 1SS28 : pot de prélèvement N6P08 à passiver","MC",null,"U200BATP","11U","603 323,00","3000-01-01",0,1,0,null,null,"BIOMED_ULIS",{"$error":"#NAME?"},{"$f":"IFERROR(\"Oui, à la ligne \" & MATCH(tableFévrier[[#This Row],[Fusion]],tableOctobre[Fusion],0)+1,\"Non trouvé\")","v":"Non trouvé"},null,27877,null,27877]
["BAT01SS28","Atelier découpe des poches plasma","CURA312036","SMP23 - 1SS28 : cache prise harting poste 1","MC",null,"U200BATP","11U","603 342,00","3000-01-01",0,1,0,null,null,"BIOMED_ULIS",{"$error":"#NAME?"},{"$f":"IFERROR(\"Oui, à la ligne \" & MATCH(tableFévrier[[#This Row],[Fusion]],tableOctobre[Fusion],0)+1,\"Non trouvé\")","v":"Non trouvé"},null,27894,null,27894]
["BAT08P201","Pièce bâtiment 8P201","CURA312053","SMP23 8P201 caches GAMTM à remplacer (cassés)","MC",null,"U200BATP","11U","603 359,00","3000-01-01",0,1,0,null,null,"BIOMED_ULIS",{"$error":"#NAME?"},{"$f":"IFERROR(\"Oui, à la ligne \" & MATCH(tableFévrier[[#This Row],[Fusion]],tableOctobre[Fusion],0)+1,\"Non trouvé\")","v":"Non trouvé"},null,27911,null,27911]
["BAT01SS28","Atelier découpe des poches plasma","CURA312077","SMP23 - 1SS28 : ajouter pare choc à gauche de la porte 1SS29","MC",null,"U200BATP","13U","603 392,00","3000-01-01",0,1,0,null,null,"BIOMED_ULIS",{"$error":"#NAME?"},{"$f":"IFERROR(\"Oui, à la ligne \" & MATCH(tableFévrier[[#This Row],[Fusion]],tableOctobre[Fusion],0)+1,\"Non trouvé\")","v":"Non trouvé"},null,27928,null,27928]
["BAT01SS28","Atelier découpe des poches plasma","CURA312078","SMP23 - 1SS28 : placard PMML porte à refixer","MC",null,"U200BATP","13U","603 393,00","3000-01-01",0,1,0,null,null,"BIOMED_ULIS",{"$error":"#NAME?"},{"$f":"IFERROR(\"Oui, à la ligne \" & MATCH(tableFévrier[[#This Row],[Fusion]],tableOctobre[Fusion],0)+1,\"Non trouvé\")","v":"Non trouvé"},null,27929,null,27929]
["BAT08RC140","Local Mise à disposition A","CURA312105","SMP23 8RC139 et 8RC140 Coller les bouchons des pare-chocs","MC",null,"U200BATP","13U","603 430,00","3000-01-01",0,1,0,null,null,"BIOMED_ULIS",{"$error":"#NAME?"},{"$f":"IFERROR(\"Oui, à la ligne \" & MATCH(tableFévrier[[#This Row],[Fusion]],tableOctobre[Fusion],0)+1,\"Non trouvé\")","v":"Non trouvé"},null,27945,null,27945]
["BAT08RC07","Sas matériel ville","CURA312130","SMP23 8RC07 multiples travaux 13U","MC",null,"U200BATP","13U","603 455,00","3000-01-01",0,1,0,null,null,"BIOMED_ULIS",{"$error":"#NAME?"},{"$f":"IFERROR(\"Oui, à la ligne \" & MATCH(tableFévrier[[#This Row],[Fusion]],tableOctobre[Fusion],0)+1,\"Non trouvé\")","v":"Non trouvé"},null,27962,null,27962]
["BAT08SS55","ZONE CNC 02","CURA312152","SMP23 8SS55  marquage au sol et cache pommelle porte 8SS56","MC",null,"U200BATP","13U","603 477,00","3000-01-01",0,1,0,null,null,"BIOMED_ULIS",{"$error":"#NAME?"},{"$f":"IFERROR(\"Oui, à la ligne \" & MATCH(tableFévrier[[#This Row],[Fusion]],tableOctobre[Fusion],0)+1,\"Non trouvé\")","v":"Non trouvé"},null,27979,null,27979]
["RF04","Prod. fluide frigo. - 40°C c.froide R&D","CURA312178","Alarme GTC","MC",null,"U222RF","10U","603 537,00","3000-01-01",0,1,0,null,null,"BIOMED_ULIS",{"$error":"#NAME?"},{"$f":"IFERROR(\"Oui, à la ligne \" & MATCH(tableFévrier[[#This Row],[Fusion]],tableOctobre[Fusion],0)+1,\"Non trouvé\")","v":"Non trouvé"},null,27994,null,27994]
["GAMR009","Réacteur n°09 fractionnement gamma","CURA312202","Démontage de la canalisation évent","MC",null,"U441","11U",null,"2023-05-01",0,1,0,null,null,"BIOMED_ULIS",{"$error":"#NAME?"},{"$f":"IFERROR(\"Oui, à la ligne \" & MATCH(tableFévrier[[#This Row],[Fusion]],tableOctobre[Fusion],0)+1,\"Non trouvé\")","v":"Non trouvé"},null,28011,null,28011]
["BAT04","Bâtiment 4 Centrale énergie","CURA312311","Ronde technique","MC",null,"S244","11U",null,"2023-05-03",0,1,0,null,null,"BIOMED_ULIS",{"$error":"#NAME?"},{"$f":"IFERROR(\"Oui, à la ligne \" & MATCH(tableFévrier[[#This Row],[Fusion]],tableOctobre[Fusion],0)+1,\"Non trouvé\")","v":"Non trouvé"},null,28027,null,28027]
["ELEHTB09","Circuit haute tension poste B9","CURA312446","Maintenance préventive poste HT et TGBT","MPS",null,"U222ELE","10U","605 013,00","3000-01-01",0,1,0,null,null,"BIOMED_ULIS",{"$error":"#NAME?"},{"$f":"IFERROR(\"Oui, à la ligne \" & MATCH(tableFévrier[[#This Row],[Fusion]],tableOctobre[Fusion],0)+1,\"Non trouvé\")","v":"Non trouvé"},null,28042,null,28042]
["FIBR1700","Cuve de remise en suspension pâte T1","CURA312520","Remplacement joint de trou d'homme","MC",null,"U411","11U",null,"2023-05-06",0,1,0,null,null,"BIOMED_ULIS",{"$error":"#NAME?"},{"$f":"IFERROR(\"Oui, à la ligne \" & MATCH(tableFévrier[[#This Row],[Fusion]],tableOctobre[Fusion],0)+1,\"Non trouvé\")","v":"Non trouvé"},null,28058,null,28058]
["UDP1OND02","Onduleur LIEBERT","CURA312545","Alarme GTC","MC",null,"U851","11U",null,"2023-05-08",0,1,0,null,null,"BIOTECH_ULIS",{"$error":"#NAME?"},{"$f":"IFERROR(\"Oui, à la ligne \" & MATCH(tableFévrier[[#This Row],[Fusion]],tableOctobre[Fusion],0)+1,\"Non trouvé\")","v":"Non trouvé"}]
["BAT08RC223","Local Stockage Tampons","CURA312588","Résine écaillée 8RC223","MC",null,"U200BATP","13U","605 267,00","3000-01-01",0,1,0,null,null,"BIOMED_ULIS",{"$error":"#NAME?"},{"$f":"IFERROR(\"Oui, à la ligne \" & MATCH(tableFévrier[[#This Row],[Fusion]],tableOctobre[Fusion],0)+1,\"Non trouvé\")","v":"Non trouvé"},null,28090,null,28090]
["BAT08ARM21","Coffret local machine","CURA312614","Installation coffret de chantier","MC",null,"U222ELE","10U","605 339,00","3000-01-01",0,1,0,null,null,"BIOMED_ULIS",{"$error":"#NAME?"},{"$f":"IFERROR(\"Oui, à la ligne \" & MATCH(tableFévrier[[#This Row],[Fusion]],tableOctobre[Fusion],0)+1,\"Non trouvé\")","v":"Non trouvé"},null,28107,null,28107]
["BAT04","Bâtiment 4 Centrale énergie","CURA312625","Defaut niveau bas laveur","MC",null,"S244","11U",null,"2023-05-09",0,1,0,null,null,"BIOMED_ULIS",{"$error":"#NAME?"},{"$f":"IFERROR(\"Oui, à la ligne \" & MATCH(tableFévrier[[#This Row],[Fusion]],tableOctobre[Fusion],0)+1,\"Non trouvé\")","v":"Non trouvé"},null,28116,null,28116]
["UDA1CMT82","Thermomètre EBRO n° 62642669","U_METR000012","Vérification PERIODIQUE température","MPS","METR","U855","70U",null,"2024-06-30",0,1,0,null,null,"BIOTECH_ULIS",{"$error":"#NAME?"},{"$f":"IFERROR(\"Oui, à la ligne \" & MATCH(tableFévrier[[#This Row],[Fusion]],tableOctobre[Fusion],0)+1,\"Non trouvé\")","v":"Non trouvé"},null,28140,null,28140]
["BAT08RC45","Atelier cuverie sortie produit UF2","CURA312742","Voyant process 8RC45","MC",null,"U200BATP","11U","605 699,00","3000-01-01",0,1,0,null,null,"BIOMED_ULIS",{"$error":"#NAME?"},{"$f":"IFERROR(\"Oui, à la ligne \" & MATCH(tableFévrier[[#This Row],[Fusion]],tableOctobre[Fusion],0)+1,\"Non trouvé\")","v":"Non trouvé"},null,28154,null,28154]
["GW5/6/7","Production distri. eau glycolée +20°C","CURA312778","Eclairage + detecteurs","SER",null,"U222GW","10U",null,"2023-05-10",0,1,0,null,null,"BIOMED_ULIS",{"$error":"#NAME?"},{"$f":"IFERROR(\"Oui, à la ligne \" & MATCH(tableFévrier[[#This Row],[Fusion]],tableOctobre[Fusion],0)+1,\"Non trouvé\")","v":"Non trouvé"},null,28171,null,28171]
["BAT08","Bâtiment 8 de production","CURA312781","Eclairage + detecteur 8SS50/14","SER",null,"U200BATP","10U",null,"2023-05-10",0,1,0,null,null,"BIOMED_ULIS",{"$error":"#NAME?"},{"$f":"IFERROR(\"Oui, à la ligne \" & MATCH(tableFévrier[[#This Row],[Fusion]],tableOctobre[Fusion],0)+1,\"Non trouvé\")","v":"Non trouvé"},null,28172,null,28172]
["MGPPAL23","Palettier fixe ch. froide MGPCF12","CURA312840","Rack mobile ne fonctionne pas en automatique en CF12","MC",null,"U406","13U","605 933,00","3000-01-01",0,1,0,null,null,"BIOMED_ULIS",{"$error":"#NAME?"},{"$f":"IFERROR(\"Oui, à la ligne \" & MATCH(tableFévrier[[#This Row],[Fusion]],tableOctobre[Fusion],0)+1,\"Non trouvé\")","v":"Non trouvé"},null,28189,null,28189]
["WFISBD106","Ss boucle PPI uf albumine 8RC45/46/70/76","CURA312922","Défaut pression","MC",null,"U236WFI","11U",null,"2023-05-12",0,1,0,null,null,"BIOMED_ULIS",{"$f":"_xlfn.TEXTJOIN(\"\",TRUE,A29186:D29186,H29186,N29186)","v":{"$error":"#NAME?"}},{"$f":"IFERROR(\"Oui, à la ligne \" & MATCH(tableFévrier[[#This Row],[Fusion]],tableOctobre[Fusion],0)+1,\"Non trouvé\")","v":"Non trouvé"},null,28203,null,28203]
["ALBR09","Cuve régénération cassettes UF2","CURA313017","Mis en place d'un nouveau joint de trou d'homme","MC",null,"U440","11U",null,"2023-05-12",0,1,0,null,null,"BIOMED_ULIS",{"$error":"#NAME?"},{"$f":"IFERROR(\"Oui, à la ligne \" & MATCH(tableFévrier[[#This Row],[Fusion]],tableOctobre[Fusion],0)+1,\"Non trouvé\")","v":"Non trouvé"},null,28220,null,28220]
["ALBR08","Réacteur UF albumine UF2","CURA313037","RAZ + VIDANGE","MC",null,"U440","11U",null,"2023-05-14",0,1,0,null,null,"BIOMED_ULIS",{"$error":"#NAME?"},{"$f":"IFERROR(\"Oui, à la ligne \" & MATCH(tableFévrier[[#This Row],[Fusion]],tableOctobre[Fusion],0)+1,\"Non trouvé\")","v":"Non trouvé"},null,28237,null,28237]
["RF14","Production n°4 fluide frigorigène -40°C","CURA313066","Nettoyage des grilles de reprise des évaporateurs +","MC",null,"U222RF","10U","606 390,00","3000-01-01",0,1,0,null,null,"BIOMED_ULIS",{"$error":"#NAME?"},{"$f":"IFERROR(\"Oui, à la ligne \" & MATCH(tableFévrier[[#This Row],[Fusion]],tableOctobre[Fusion],0)+1,\"Non trouvé\")","v":"Non trouvé"},null,28252,null,28252]
["PWBD40","Boucle distribution PW chaude B4","CURA313115","Fuite vapeur industrielle","MC",null,"U222PW","11U",null,"2023-05-15",0,1,0,null,null,"BIOMED_ULIS",{"$error":"#NAME?"},{"$f":"IFERROR(\"Oui, à la ligne \" & MATCH(tableFévrier[[#This Row],[Fusion]],tableOctobre[Fusion],0)+1,\"Non trouvé\")","v":"Non trouvé"},null,28269,null,28269]
["BAT08RC224","Local Cuves fixes Tampons","CURA313153","Cornière de protection d'ongle impactée","MC",null,"U200BATP","13U","606 487,00","3000-01-01",0,1,0,null,null,"BIOMED_ULIS",{"$error":"#NAME?"},{"$f":"IFERROR(\"Oui, à la ligne \" & MATCH(tableFévrier[[#This Row],[Fusion]],tableOctobre[Fusion],0)+1,\"Non trouvé\")","v":"Non trouvé"},null,28285,null,28285]
["ADECONG04","Congélateur -22°C","CURA313228","Prise en compte alarme GTC","CON",null,"U421DEAE","11U",null,"2023-05-16",0,1,0,null,null,"BIOMED_ULIS",{"$error":"#NAME?"},{"$f":"IFERROR(\"Oui, à la ligne \" & MATCH(tableFévrier[[#This Row],[Fusion]],tableOctobre[Fusion],0)+1,\"Non trouvé\")","v":"Non trouvé"},null,28300,null,28300]
["AC06CT06","Caisson de traitement d'air atelier Albumine +4°C","CURA313287","Maintenance variateurs soufflage- extraction HVAC société SEIBO","AME",null,"U222AC","10U","606 674,00","3000-01-01",0,1,0,null,null,"BIOMED_ULIS",{"$error":"#NAME?"},{"$f":"IFERROR(\"Oui, à la ligne \" & MATCH(tableFévrier[[#This Row],[Fusion]],tableOctobre[Fusion],0)+1,\"Non trouvé\")","v":"Non trouvé"},null,28317,null,28317]
["AC402CT402","Caisson de traitement d'air Cryo + Decongelation","CURA313305","Maintenance variateurs soufflage- reprise - extraction HVAC société SEIBO","AME",null,"U222AC","10U","606 692,00","3000-01-01",0,1,0,null,null,"BIOMED_ULIS",{"$error":"#NAME?"},{"$f":"IFERROR(\"Oui, à la ligne \" & MATCH(tableFévrier[[#This Row],[Fusion]],tableOctobre[Fusion],0)+1,\"Non trouvé\")","v":"Non trouvé"},null,28334,null,28334]
["AC77CE07","Caisson d'extraction laverie gamma","CURA313322","Mise en place capteur pour analyse vibratoire société I-CARE","AME",null,"U222AC","10U","606 709,00","3000-01-01",0,1,0,null,null,"BIOMED_ULIS",{"$error":"#NAME?"},{"$f":"IFERROR(\"Oui, à la ligne \" & MATCH(tableFévrier[[#This Row],[Fusion]],tableOctobre[Fusion],0)+1,\"Non trouvé\")","v":"Non trouvé"},null,28351,null,28351]
["BAT08SS15","Local production eau PPI et CIP","CURA313365","Ronde technique hebdomadaire","AME",null,"U200BATP","11U",null,"2023-05-18",0,1,0,null,null,"BIOMED_ULIS",{"$error":"#NAME?"},{"$f":"IFERROR(\"Oui, à la ligne \" & MATCH(tableFévrier[[#This Row],[Fusion]],tableOctobre[Fusion],0)+1,\"Non trouvé\")","v":"Non trouvé"},null,28368,null,28368]
["GAMCP22","Disperseur Fibri TI","CURA313410","Problème d'accouplement","MC",null,"U441","11U",null,"2023-05-21",0,1,0,null,null,"BIOMED_ULIS",{"$error":"#NAME?"},{"$f":"IFERROR(\"Oui, à la ligne \" & MATCH(tableFévrier[[#This Row],[Fusion]],tableOctobre[Fusion],0)+1,\"Non trouvé\")","v":"Non trouvé"},null,28383,null,28383]
["ADEPP02","Pompe skid d'ajustement n°2","CURA313461","Clé ouverture pompe péristatique cassée","MC",null,"U421DEAE","11U","606 997,00","3000-01-01",0,1,0,null,null,"BIOMED_ULIS",{"$error":"#NAME?"},{"$f":"IFERROR(\"Oui, à la ligne \" & MATCH(tableFévrier[[#This Row],[Fusion]],tableOctobre[Fusion],0)+1,\"Non trouvé\")","v":"Non trouvé"},null,28400,null,28400]
["ALBR71","Cuve tampon","CURA313516","Contrôle tours minute agitation ALBR71","MC",null,"U440","11U","607 118,00","3000-01-01",0,1,0,null,null,"BIOMED_ULIS",{"$error":"#NAME?"},{"$f":"IFERROR(\"Oui, à la ligne \" & MATCH(tableFévrier[[#This Row],[Fusion]],tableOctobre[Fusion],0)+1,\"Non trouvé\")","v":"Non trouvé"}]
["BCHDISP01","Système de distribution opus n°11712012","U_METR000046","Vérification PERIODIQUE opus","MPS","METR","U624UAP","22U","610 725,00","2024-03-15",3,1,0,26,1,"BIOMED_ULIS",{"$error":"#NAME?"},{"$f":"IFERROR(\"Oui, à la ligne \" & MATCH(tableFévrier[[#This Row],[Fusion]],tableOctobre[Fusion],0)+1,\"Non trouvé\")","v":"Non trouvé"},null,28414,null,28414]
["CRDCMT09","Enreg T° ambiance CRDCF1254","CURA313593","Appel gtc","MCU",null,"U851","11U",null,"2023-05-23",0,1,0,null,null,"BIOTECH_ULIS",{"$error":"#NAME?"},{"$f":"IFERROR(\"Oui, à la ligne \" & MATCH(tableFévrier[[#This Row],[Fusion]],tableOctobre[Fusion],0)+1,\"Non trouvé\")","v":"Non trouvé"}]
["ALBR004","Réacteur n°4 fractionnement albumine","CURA313670","Changement filtre évent","MC",null,"U440","11U",null,"2023-05-24",0,1,0,null,null,"BIOMED_ULIS",{"$error":"#NAME?"},{"$f":"IFERROR(\"Oui, à la ligne \" & MATCH(tableFévrier[[#This Row],[Fusion]],tableOctobre[Fusion],0)+1,\"Non trouvé\")","v":"Non trouvé"},null,28445,null,28445]
["BAT01","Bâtiment 1 commun","CURA313764","Suite visite A Q  gamma et extérieure","MC",null,"U200BATP","13U","607 394,00","3000-01-01",0,1,0,null,null,"BIOMED_ULIS",{"$error":"#NAME?"},{"$f":"IFERROR(\"Oui, à la ligne \" & MATCH(tableFévrier[[#This Row],[Fusion]],tableOctobre[Fusion],0)+1,\"Non trouvé\")","v":"Non trouvé"},null,28462,null,28462]
["GAMR010","Réacteur n°10 fractionnement gamma","CURA313815","Raz peson","MC",null,"U441","11U",null,"2023-05-26",0,1,0,null,null,"BIOMED_ULIS",{"$error":"#NAME?"},{"$f":"IFERROR(\"Oui, à la ligne \" & MATCH(tableFévrier[[#This Row],[Fusion]],tableOctobre[Fusion],0)+1,\"Non trouvé\")","v":"Non trouvé"},null,28479,null,28479]
["GAMR02","Cuve n°2 remise en solution pâtes gamma","CURA313885","Détecteur","MC",null,"U441","11U",null,"2023-05-27",0,1,0,null,null,"BIOMED_ULIS",{"$error":"#NAME?"},{"$f":"IFERROR(\"Oui, à la ligne \" & MATCH(tableFévrier[[#This Row],[Fusion]],tableOctobre[Fusion],0)+1,\"Non trouvé\")","v":"Non trouvé"},null,28495,null,28495]
["IS1CHD02","Chaudière vapeur PMS 12 bars 4,5 MWatts","CURA313906","Test 72h.","MC",null,"U222IS","11U",null,"2023-05-29",0,1,0,null,null,"BIOMED_ULIS",{"$error":"#NAME?"},{"$f":"IFERROR(\"Oui, à la ligne \" & MATCH(tableFévrier[[#This Row],[Fusion]],tableOctobre[Fusion],0)+1,\"Non trouvé\")","v":"Non trouvé"},null,28512,null,28512]
["AC08F04","Filtration terminal n°04 clim. 1ss28","CURA313933","SMP23 - AC08F04 - refaire étiquette d'identification","MC",null,"U222AC","14U",null,"2023-05-26",0,1,0,null,null,"BIOMED_ULIS",{"$error":"#NAME?"},{"$f":"IFERROR(\"Oui, à la ligne \" & MATCH(tableFévrier[[#This Row],[Fusion]],tableOctobre[Fusion],0)+1,\"Non trouvé\")","v":"Non trouvé"},null,28529,null,28529]
["CRDAU01","Autoclave BIOTECH","CURA313973","Connexion de l'eau déminéralisé sur la pompe à vide","MC",null,"U850","11U","607 705,00","3000-01-01",0,1,0,null,null,"BIOTECH_ULIS",{"$error":"#NAME?"},{"$f":"IFERROR(\"Oui, à la ligne \" & MATCH(tableFévrier[[#This Row],[Fusion]],tableOctobre[Fusion],0)+1,\"Non trouvé\")","v":"Non trouvé"},null,28545,null,28545]
["BAT08SS63","ZONE C STOCKAGE ET ADMINISTRATIF","CURA314047","Réalisation du marquage au sol de la zone APM","MC",null,"U200BATP","13U","607 783,00","3000-01-01",0,1,0,null,null,"BIOMED_ULIS",{"$error":"#NAME?"},{"$f":"IFERROR(\"Oui, à la ligne \" & MATCH(tableFévrier[[#This Row],[Fusion]],tableOctobre[Fusion],0)+1,\"Non trouvé\")","v":"Non trouvé"},null,28560,null,28560]
["ETALCMT101","Etalon de température Dostmann","CURA314115","Perds sa valeur et se fige","MC",null,"U205","11U","607 893,00","3000-01-01",0,1,0,null,null,"BIOMED_ULIS",{"$error":"#NAME?"},{"$f":"IFERROR(\"Oui, à la ligne \" & MATCH(tableFévrier[[#This Row],[Fusion]],tableOctobre[Fusion],0)+1,\"Non trouvé\")","v":"Non trouvé"},null,28577,null,28577]
["BAT08PTA02","Porte motorisée sectionnelle b8 quai n°10","CURA314214","Remplacement câbles HS","MC",null,"U200BATP","13U","608 003,00","3000-01-01",0,1,0,null,null,"BIOMED_ULIS",{"$error":"#NAME?"},{"$f":"IFERROR(\"Oui, à la ligne \" & MATCH(tableFévrier[[#This Row],[Fusion]],tableOctobre[Fusion],0)+1,\"Non trouvé\")","v":"Non trouvé"},null,28594,null,28594]
["GAMFP01","Filtre presse gamma","CURA314301","Forçage ouverture FP","MC",null,"U441","11U",null,"2023-06-02",0,1,0,null,null,"BIOMED_ULIS",{"$error":"#NAME?"},{"$f":"IFERROR(\"Oui, à la ligne \" & MATCH(tableFévrier[[#This Row],[Fusion]],tableOctobre[Fusion],0)+1,\"Non trouvé\")","v":"Non trouvé"},null,28611,null,28611]
["AC400","Centrale de traitement d'air neuf Général","CURA314321","Defaut gtc","MC",null,"U222AC","11U",null,"2023-06-04",0,1,0,null,null,"BIOMED_ULIS",{"$error":"#NAME?"},{"$f":"IFERROR(\"Oui, à la ligne \" & MATCH(tableFévrier[[#This Row],[Fusion]],tableOctobre[Fusion],0)+1,\"Non trouvé\")","v":"Non trouvé"},null,28626,null,28626]
["BAT08","Bâtiment 8 de production","CURA314434","Support tuyau EPPI","MC",null,"U200BATP","13U","608 201,00","3000-01-01",0,1,0,null,null,"BIOMED_ULIS",{"$error":"#NAME?"},{"$f":"IFERROR(\"Oui, à la ligne \" & MATCH(tableFévrier[[#This Row],[Fusion]],tableOctobre[Fusion],0)+1,\"Non trouvé\")","v":"Non trouvé"},null,28643,null,28643]
["TAMPV123_059","Vanne  manchette de nettoyage 2","CURA314449","Connectique vanne TAMPV123_059","MC",null,"U421DEAE","11U","608 314,00","3000-01-01",0,1,0,null,null,"BIOMED_ULIS",{"$error":"#NAME?"},{"$f":"IFERROR(\"Oui, à la ligne \" & MATCH(tableFévrier[[#This Row],[Fusion]],tableOctobre[Fusion],0)+1,\"Non trouvé\")","v":"Non trouvé"},null,28648,null,28648]
["NEP07ST07","Station NEP laverie Gamma","CURA314532","Défaut de CR vanne","MC",null,"U236NEP","11U",null,"2023-06-06",0,1,0,null,null,"BIOMED_ULIS",{"$error":"#NAME?"},{"$f":"IFERROR(\"Oui, à la ligne \" & MATCH(tableFévrier[[#This Row],[Fusion]],tableOctobre[Fusion],0)+1,\"Non trouvé\")","v":"Non trouvé"},null,28659,null,28659]
["NEP05ST05","Station NEP laverie Albumine","CURA314609","Demande de RAZ","MC",null,"U236NEP","11U",null,"2023-06-07",0,1,0,null,null,"BIOMED_ULIS",{"$error":"#NAME?"},{"$f":"IFERROR(\"Oui, à la ligne \" & MATCH(tableFévrier[[#This Row],[Fusion]],tableOctobre[Fusion],0)+1,\"Non trouvé\")","v":"Non trouvé"},null,28674,null,28674]
["EPL2CF07","Chambre froide enreg. plasma +5°C","CURA314645","Défaut GTC","MC",null,"U406","11U",null,"2023-06-07",0,1,0,null,null,"BIOMED_ULIS",{"$error":"#NAME?"},{"$f":"IFERROR(\"Oui, à la ligne \" & MATCH(tableFévrier[[#This Row],[Fusion]],tableOctobre[Fusion],0)+1,\"Non trouvé\")","v":"Non trouvé"},null,28689,null,28689]
["GAMR008","Réacteur n°08 fractionnement gamma","CURA314695","Demande de RAZ","MC",null,"U441","11U",null,"2023-06-08",0,1,0,null,null,"BIOMED_ULIS",{"$error":"#NAME?"},{"$f":"IFERROR(\"Oui, à la ligne \" & MATCH(tableFévrier[[#This Row],[Fusion]],tableOctobre[Fusion],0)+1,\"Non trouvé\")","v":"Non trouvé"},null,28706,null,28706]
["BAT08RC62","Atelier cuverie albumine/immunoglobuline","CURA314773","SMP23 - 8RC62B : plinthes à rependre derrière réacteurs","MC",null,"U200BATP","13U","608 693,00","3000-01-01",0,1,0,null,null,"BIOMED_ULIS",{"$error":"#NAME?"},{"$f":"IFERROR(\"Oui, à la ligne \" & MATCH(tableFévrier[[#This Row],[Fusion]],tableOctobre[Fusion],0)+1,\"Non trouvé\")","v":"Non trouvé"},null,28723,null,28723]
["MCBETUV18","Etuve 30°C","CURA314838","Appel gtc","MC",null,"U640MCB","11U",null,"2023-06-10",0,1,0,null,null,"BIOMED_ULIS",{"$error":"#NAME?"},{"$f":"IFERROR(\"Oui, à la ligne \" & MATCH(tableFévrier[[#This Row],[Fusion]],tableOctobre[Fusion],0)+1,\"Non trouvé\")","v":"Non trouvé"},null,28740,null,28740]
["BAT08RC123","Salle pontage albumine","CURA314856","SMP23 - 8RC123 : AC01F19 et AC01F20 étiquettes à refaire","MC",null,"U200BATP","10U","608 787,00","3000-01-01",0,1,0,null,null,"BIOMED_ULIS",{"$error":"#NAME?"},{"$f":"IFERROR(\"Oui, à la ligne \" & MATCH(tableFévrier[[#This Row],[Fusion]],tableOctobre[Fusion],0)+1,\"Non trouvé\")","v":"Non trouvé"},null,28755,null,28755]
["IS1CHD03","Chaudière n°3","CURA314938","Contrôle semestriel des sécurités chaudière","MC",null,"U222IS","10U","608 890,00","3000-01-01",0,1,0,null,null,"BIOMED_ULIS",{"$error":"#NAME?"},{"$f":"IFERROR(\"Oui, à la ligne \" & MATCH(tableFévrier[[#This Row],[Fusion]],tableOctobre[Fusion],0)+1,\"Non trouvé\")","v":"Non trouvé"},null,28771,null,28771]
["BAT08RC66","Pièce bâtiment 8RC66","CURA314978","Fuite","MC",null,"U200BATP","11U",null,"2023-06-13",0,1,0,null,null,"BIOMED_ULIS",{"$error":"#NAME?"},{"$f":"IFERROR(\"Oui, à la ligne \" & MATCH(tableFévrier[[#This Row],[Fusion]],tableOctobre[Fusion],0)+1,\"Non trouvé\")","v":"Non trouvé"},null,28788,null,28788]
["SCBCF1163","Chambre ambiante +15°C - 25°C","CURA315014","Mise en place clims de secours","SER",null,"U850","10U","609 002,00","3000-01-01",0,1,0,null,null,"BIOTECH_ULIS",{"$error":"#NAME?"},{"$f":"IFERROR(\"Oui, à la ligne \" & MATCH(tableFévrier[[#This Row],[Fusion]],tableOctobre[Fusion],0)+1,\"Non trouvé\")","v":"Non trouvé"}]
["BAT08RC143","Sas de désinfection pour entrée/sortie matériel PMML","CURA315058","Déplacement du rouleau de bache présent de 8RC143 vers 8SS55","MC",null,"U200BATP","13U","609 067,00","3000-01-01",0,1,0,null,null,"BIOMED_ULIS",{"$error":"#NAME?"},{"$f":"IFERROR(\"Oui, à la ligne \" & MATCH(tableFévrier[[#This Row],[Fusion]],tableOctobre[Fusion],0)+1,\"Non trouvé\")","v":"Non trouvé"},null,28821,null,28821]
["BAT11","Bâtiment 11 Magasin général et plasma","CURA315148","Création Supports Gant","MC",null,"U235BATL","13U","609 158,00","3000-01-01",0,1,0,null,null,"BIOMED_ULIS",{"$error":"#NAME?"},{"$f":"IFERROR(\"Oui, à la ligne \" & MATCH(tableFévrier[[#This Row],[Fusion]],tableOctobre[Fusion],0)+1,\"Non trouvé\")","v":"Non trouvé"},null,28837,null,28837]
["MGGCF08","Chambre froide n°8 -40°C m. géné. pi/pf","CURA315207","Le bouton  Acquittement STI\" ne fonctionne pas (suite)\"","MC",null,"U168","10U","609 223,00","3000-01-01",0,1,0,null,null,"BIOMED_ULIS",{"$error":"#NAME?"},{"$f":"IFERROR(\"Oui, à la ligne \" & MATCH(tableFévrier[[#This Row],[Fusion]],tableOctobre[Fusion],0)+1,\"Non trouvé\")","v":"Non trouvé"},null,28854,null,28854]
["AC54CE65","Caisson d'extract. (K 38) bureaux B10","CURA315250","Problème d'odeur","MC",null,"U222AC","10U","609 327,00","3000-01-01",0,1,0,null,null,"BIOMED_ULIS",{"$error":"#NAME?"},{"$f":"IFERROR(\"Oui, à la ligne \" & MATCH(tableFévrier[[#This Row],[Fusion]],tableOctobre[Fusion],0)+1,\"Non trouvé\")","v":"Non trouvé"},null,28870,null,28870]
["GAMR43","Réacteur 15m3 n°43","CURA315318","RAZ pesons","MC",null,"U441","11U",null,"2023-06-18",0,1,0,null,null,"BIOMED_ULIS",{"$error":"#NAME?"},{"$f":"IFERROR(\"Oui, à la ligne \" & MATCH(tableFévrier[[#This Row],[Fusion]],tableOctobre[Fusion],0)+1,\"Non trouvé\")","v":"Non trouvé"},null,28885,null,28885]
["NEP07PLC01","Automate gestion station NEP07","CURA315350","DCI TW362712 Modification des paramètres de l'équipement GAMR20","MC",null,"U236NEP","12U","609 443,00","3000-01-01",0,1,0,null,null,"BIOMED_ULIS",{"$error":"#NAME?"},{"$f":"IFERROR(\"Oui, à la ligne \" & MATCH(tableFévrier[[#This Row],[Fusion]],tableOctobre[Fusion],0)+1,\"Non trouvé\")","v":"Non trouvé"},null,28900,null,28900]
["RF34","Production fluide frigorigène pour PW3","CURA315356","RSD accés dangereux sous GF","MC",null,"U222RF","10U",null,"2023-06-19",0,1,0,null,null,"BIOMED_ULIS",{"$error":"#NAME?"},{"$f":"IFERROR(\"Oui, à la ligne \" & MATCH(tableFévrier[[#This Row],[Fusion]],tableOctobre[Fusion],0)+1,\"Non trouvé\")","v":"Non trouvé"},null,28901,null,28901]
["MGGCEL10","Chariot tridirectionnel","CURA315462","Remplacement station d'eau déminéralisé","MC",null,"U168","15U","609 575,00","3000-01-01",0,1,0,null,null,"BIOMED_ULIS",{"$error":"#NAME?"},{"$f":"IFERROR(\"Oui, à la ligne \" & MATCH(tableFévrier[[#This Row],[Fusion]],tableOctobre[Fusion],0)+1,\"Non trouvé\")","v":"Non trouvé"},null,28926,null,28926]
["BAT08ADEAE","Bâtiment 8 atelier ADE","CURA315496","TABLE ROULANTES IMPACTEES PAR LA ROUILLE EN ADEAE.","MC",null,"U200BATP","11U","609 621,00","3000-01-01",0,1,0,null,null,"BIOMED_ULIS",{"$error":"#NAME?"},{"$f":"IFERROR(\"Oui, à la ligne \" & MATCH(tableFévrier[[#This Row],[Fusion]],tableOctobre[Fusion],0)+1,\"Non trouvé\")","v":"Non trouvé"},null,28931,null,28931]
["BAT08","Bâtiment 8 de production","CURA315552","Assistance","CON",null,"U200BATP","11U","609 691,00","3000-01-01",0,1,0,null,null,"BIOMED_ULIS",{"$error":"#NAME?"},{"$f":"IFERROR(\"Oui, à la ligne \" & MATCH(tableFévrier[[#This Row],[Fusion]],tableOctobre[Fusion],0)+1,\"Non trouvé\")","v":"Non trouvé"},null,28946,null,28946]
["BAT08","Bâtiment 8 de production","CURA315617","Modification du caniveau pour supprimer la partie située sous la gaine de ventilation en 8RC104","MC",null,"U200BATP","13U","609 826,00","3000-01-01",0,1,0,null,null,"BIOMED_ULIS",{"$error":"#NAME?"},{"$f":"IFERROR(\"Oui, à la ligne \" & MATCH(tableFévrier[[#This Row],[Fusion]],tableOctobre[Fusion],0)+1,\"Non trouvé\")","v":"Non trouvé"},null,28963,null,28963]
["WFI","Production et distri. eau ppi vrac B8","CURA315686","Défaut air comprimé","MC",null,"U236WFI","11U","609 911,00","3000-01-01",0,1,0,null,null,"BIOMED_ULIS",{"$error":"#NAME?"},{"$f":"IFERROR(\"Oui, à la ligne \" & MATCH(tableFévrier[[#This Row],[Fusion]],tableOctobre[Fusion],0)+1,\"Non trouvé\")","v":"Non trouvé"},null,28978,null,28978]
["WFISBD103","Ss boucle PPI centrale pesée/prépa M.S.","CURA315751","Défaut mineur","MC",null,"U236WFI","11U",null,"2023-06-25",0,1,0,null,null,"BIOMED_ULIS",{"$error":"#NAME?"},{"$f":"IFERROR(\"Oui, à la ligne \" & MATCH(tableFévrier[[#This Row],[Fusion]],tableOctobre[Fusion],0)+1,\"Non trouvé\")","v":"Non trouvé"},null,28994,null,28994]
["ALBFP05","Filtre presse temps IV","CURA315793","Tige purge FP écrasé","MC",null,"U440","11U","610 048,00","3000-01-01",0,1,0,null,null,"BIOMED_ULIS",{"$error":"#NAME?"},{"$f":"IFERROR(\"Oui, à la ligne \" & MATCH(tableFévrier[[#This Row],[Fusion]],tableOctobre[Fusion],0)+1,\"Non trouvé\")","v":"Non trouvé"},null,29010,null,29010]
["BAT08PTA53","Porte auto battante PORTALP 8RC68/06","CURA315851","Asservissement porte 8RC68 HS","MC",null,"U200BATP","13U","610 125,00","3000-01-01",0,1,0,null,null,"BIOMED_ULIS",{"$error":"#NAME?"},{"$f":"IFERROR(\"Oui, à la ligne \" & MATCH(tableFévrier[[#This Row],[Fusion]],tableOctobre[Fusion],0)+1,\"Non trouvé\")","v":"Non trouvé"},null,29026,null,29026]
["BAT08RC62","Atelier cuverie albumine/immunoglobuline","CURA315920","Aimant cassé au niveau de la porte coté couloir de la pièce 8RC62","MC",null,"U200BATP","13U","610 198,00","3000-01-01",0,1,0,null,null,"BIOMED_ULIS",{"$error":"#NAME?"},{"$f":"IFERROR(\"Oui, à la ligne \" & MATCH(tableFévrier[[#This Row],[Fusion]],tableOctobre[Fusion],0)+1,\"Non trouvé\")","v":"Non trouvé"},null,29041,null,29041]
["PLAEQUIP","Equipements spécifiques plasma","CURA316004","Ferules clamp neuves","MC",null,"U410","14U",null,"2023-06-29",0,1,0,null,null,"BIOMED_ULIS",{"$error":"#NAME?"},{"$f":"IFERROR(\"Oui, à la ligne \" & MATCH(tableFévrier[[#This Row],[Fusion]],tableOctobre[Fusion],0)+1,\"Non trouvé\")","v":"Non trouvé"},null,29056,null,29056]
["BAT08PTA37","Porte auto coulis. FERMOD 8RC210/8RC211","CURA316050","Joint HS","MC",null,"U200BATP","13U","610 345,00","3000-01-01",0,1,0,null,null,"BIOMED_ULIS",{"$error":"#NAME?"},{"$f":"IFERROR(\"Oui, à la ligne \" & MATCH(tableFévrier[[#This Row],[Fusion]],tableOctobre[Fusion],0)+1,\"Non trouvé\")","v":"Non trouvé"},null,29072,null,29072]
["MGPCF36","Chambre froide -40° c n°36 Stockage Plasma","CURA316127","Mise en mode MANU","MC",null,"U406","11U","610 429,00","3000-01-01",0,1,0,null,null,"BIOMED_ULIS",{"$error":"#NAME?"},{"$f":"IFERROR(\"Oui, à la ligne \" & MATCH(tableFévrier[[#This Row],[Fusion]],tableOctobre[Fusion],0)+1,\"Non trouvé\")","v":"Non trouvé"},null,29087,null,29087]
["WW1FOS01","Fosse OUEST (NEP/PW) relevage eaux usées","CURA316185","Température haute","MC",null,"U235WW","11U","610 824,00","3000-01-01",0,1,0,null,null,"BIOMED_ULIS",{"$error":"#NAME?"},{"$f":"IFERROR(\"Oui, à la ligne \" & MATCH(tableFévrier[[#This Row],[Fusion]],tableOctobre[Fusion],0)+1,\"Non trouvé\")","v":"Non trouvé"}]
["ALBPLC10","Station automate FP TIV","CURA316241","Mise en place position NETTOYAGE","MC",null,"U440","12U","610 890,00","3000-01-01",0,1,0,null,null,"BIOMED_ULIS",{"$error":"#NAME?"},{"$f":"IFERROR(\"Oui, à la ligne \" & MATCH(tableFévrier[[#This Row],[Fusion]],tableOctobre[Fusion],0)+1,\"Non trouvé\")","v":"Non trouvé"},null,29120,null,29120]
["GAMPDV162","Vanne prise échantillon GAMR007","CURA316291","Prises électriques à côté de la vanne de prélèvement en dessous de GAMR07","MC",null,"U441","13U","611 180,00","3000-01-01",0,1,0,null,null,"BIOMED_ULIS",{"$error":"#NAME?"},{"$f":"IFERROR(\"Oui, à la ligne \" & MATCH(tableFévrier[[#This Row],[Fusion]],tableOctobre[Fusion],0)+1,\"Non trouvé\")","v":"Non trouvé"},null,29135,null,29135]
["BAT08RC101","Atelier tableaux pontage NEP gamma","CURA316292","Flexible entrée NEP07 non conforme","MC",null,"U200BATP","11U",null,"2023-06-27",0,1,0,null,null,"BIOMED_ULIS",{"$error":"#NAME?"},{"$f":"IFERROR(\"Oui, à la ligne \" & MATCH(tableFévrier[[#This Row],[Fusion]],tableOctobre[Fusion],0)+1,\"Non trouvé\")","v":"Non trouvé"},null,29136,null,29136]
["AC410DES03","Déshumidificateur d'air","CURA316364","Disfonctionnement de l'appareil avec odeur de bruler","MC",null,"U222RF","10U","611 277,00","3000-01-01",0,1,0,null,null,"BIOMED_ULIS",{"$error":"#NAME?"},{"$f":"IFERROR(\"Oui, à la ligne \" & MATCH(tableFévrier[[#This Row],[Fusion]],tableOctobre[Fusion],0)+1,\"Non trouvé\")","v":"Non trouvé"},null,29152,null,29152]
["PW33","Prod. Eau purifiée ORION n°3","CURA316475","Valeur HCA/HLA","MC",null,"U222PW","11U","611 393,00","3000-01-01",0,1,0,null,null,"BIOMED_ULIS",{"$error":"#NAME?"},{"$f":"IFERROR(\"Oui, à la ligne \" & MATCH(tableFévrier[[#This Row],[Fusion]],tableOctobre[Fusion],0)+1,\"Non trouvé\")","v":"Non trouvé"}]
["GW1","Boucle n°1 distri. eau glycolée -19° C","CURA316528"," température haute sur FR22","MC",null,"U222GW","11U",null,"2023-07-08",0,1,0,null,null,"BIOMED_ULIS",{"$error":"#NAME?"},{"$f":"IFERROR(\"Oui, à la ligne \" & MATCH(tableFévrier[[#This Row],[Fusion]],tableOctobre[Fusion],0)+1,\"Non trouvé\")","v":"Non trouvé"},null,29180,null,29180]
["BAT08RC70","Atelier UF albumine","CURA316553","Trou sur la porte d'entrée de la 8RC70","MC",null,"U200BATP","13U","611 476,00","3000-01-01",0,1,0,null,null,"BIOMED_ULIS",{"$error":"#NAME?"},{"$f":"IFERROR(\"Oui, à la ligne \" & MATCH(tableFévrier[[#This Row],[Fusion]],tableOctobre[Fusion],0)+1,\"Non trouvé\")","v":"Non trouvé"},null,29197,null,29197]
["MGGCONG01","Congélateur - 80°C","CURA316610","Alarme GTC","MC",null,"U168","11U","611 888,00","3000-01-01",0,1,0,null,null,"BIOMED_ULIS",{"$error":"#NAME?"},{"$f":"IFERROR(\"Oui, à la ligne \" & MATCH(tableFévrier[[#This Row],[Fusion]],tableOctobre[Fusion],0)+1,\"Non trouvé\")","v":"Non trouvé"},null,29213,null,29213]
["OPLETUV25","Enceinte Climatique ERATIS n°1904376/5082","CURA316631","Panne ayant entrainé l'arrêt de l'étuve OPLETUV 25 : demande d'inhibition des alarmes pour les sondes OPLCMT200 et OPLCMM25","MC",null,"U601OPL","20U",null,"2023-07-10",0,1,0,null,null,"BIOMED_ULIS",{"$f":"_xlfn.TEXTJOIN(\"\",TRUE,A30274:D30274,H30274,N30274)","v":{"$error":"#NAME?"}},{"$f":"IFERROR(\"Oui, à la ligne \" & MATCH(tableFévrier[[#This Row],[Fusion]],tableOctobre[Fusion],0)+1,\"Non trouvé\")","v":"Non trouvé"},null,29229,null,29229]
["PW3CMTH101","Analyseur de dureté TESTOMAT","CURA316676","Changement réactif TH","CON",null,"U222PW","11U","611 656,00","3000-01-01",0,1,0,null,null,"BIOMED_ULIS",{"$error":"#NAME?"},{"$f":"IFERROR(\"Oui, à la ligne \" & MATCH(tableFévrier[[#This Row],[Fusion]],tableOctobre[Fusion],0)+1,\"Non trouvé\")","v":"Non trouvé"}]
["AC10F40","Soufflage - Caisson Filtre H14 - 8RC130","U_CLIM000138","Remplacement filtre HEPA","MPS","CLIM","U222AC","10U",null,"2029-07-13",2,1,0,"2 190,00",0,"BIOMED_ULIS",{"$error":"#NAME?"},{"$f":"IFERROR(\"Oui, à la ligne \" & MATCH(tableFévrier[[#This Row],[Fusion]],tableOctobre[Fusion],0)+1,\"Non trouvé\")","v":"Non trouvé"},null,29256,null,29256]
["GAMBOL267","Bol de centri BKA45 n°267","CURA316767","Demontage /remontage double enveloppe","MC",null,"U441","11U",null,"2023-07-14",0,1,0,null,null,"BIOMED_ULIS",{"$error":"#NAME?"},{"$f":"IFERROR(\"Oui, à la ligne \" & MATCH(tableFévrier[[#This Row],[Fusion]],tableOctobre[Fusion],0)+1,\"Non trouvé\")","v":"Non trouvé"},null,29272,null,29272]
["PLAEQUIP","Equipements spécifiques plasma","CURA316791","Sortie peleuse pour AT","MC",null,"U410","11U","611 907,00","3000-01-01",0,1,0,null,null,"BIOMED_ULIS",{"$error":"#NAME?"},{"$f":"IFERROR(\"Oui, à la ligne \" & MATCH(tableFévrier[[#This Row],[Fusion]],tableOctobre[Fusion],0)+1,\"Non trouvé\")","v":"Non trouvé"}]
["WE10R010","Cuve de stockage 140 m3 surnageant éthan","U_PROC000212","Maintenance cuve n°3 - Surnageant","MPS","PROD","U236PE","11U","611 950,00","2023-08-03",3,1,0,260,1,"BIOMED_ULIS",{"$error":"#NAME?"},{"$f":"IFERROR(\"Oui, à la ligne \" & MATCH(tableFévrier[[#This Row],[Fusion]],tableOctobre[Fusion],0)+1,\"Non trouvé\")","v":"Non trouvé"},null,29297,null,29297]
["BAT08RC104","Atelier  FP immunoglobuline","CURA316856","UCONTAFLEX - Ajout de support pour flexibles EPPI","MC",null,"U200BATP","13U","612 009,00","3000-01-01",0,1,0,null,null,"BIOMED_ULIS",{"$error":"#NAME?"},{"$f":"IFERROR(\"Oui, à la ligne \" & MATCH(tableFévrier[[#This Row],[Fusion]],tableOctobre[Fusion],0)+1,\"Non trouvé\")","v":"Non trouvé"},null,29314,null,29314]
["ALBEQUIP","Equipements communs albumine","CURA316903","Vérifications des seuils d'alarme GW","MC",null,"U440","11U","612 063,00","3000-01-01",0,1,0,null,null,"BIOMED_ULIS",{"$error":"#NAME?"},{"$f":"IFERROR(\"Oui, à la ligne \" & MATCH(tableFévrier[[#This Row],[Fusion]],tableOctobre[Fusion],0)+1,\"Non trouvé\")","v":"Non trouvé"}]
["PW40R01","Stockage eau purifiée chaude boucle PW40","CURA316971","Appel GTC","MC",null,"U222PW","11U","612 128,00","3000-01-01",0,1,0,null,null,"BIOMED_ULIS",{"$error":"#NAME?"},{"$f":"IFERROR(\"Oui, à la ligne \" & MATCH(tableFévrier[[#This Row],[Fusion]],tableOctobre[Fusion],0)+1,\"Non trouvé\")","v":"Non trouvé"},null,29345,null,29345]
["GTC","Réseaux d'alarmes techniques","CURA317030","Appel GTC","MC",null,"U200","11U","612 232,00","3000-01-01",0,1,0,null,null,"BIOMED_ULIS",{"$error":"#NAME?"},{"$f":"IFERROR(\"Oui, à la ligne \" & MATCH(tableFévrier[[#This Row],[Fusion]],tableOctobre[Fusion],0)+1,\"Non trouvé\")","v":"Non trouvé"},null,29362,null,29362]
["PLAEQUIP","Equipements spécifiques plasma","CURA317031","Achat de manilles levage bol","MC",null,"U410","15U",null,"2023-07-21",0,1,0,null,null,"BIOMED_ULIS",{"$error":"#NAME?"},{"$f":"IFERROR(\"Oui, à la ligne \" & MATCH(tableFévrier[[#This Row],[Fusion]],tableOctobre[Fusion],0)+1,\"Non trouvé\")","v":"Non trouvé"},null,29363,null,29363]
["GAMCENTRI","Equipements atelier centrifugation gamma","CURA317070","Consignation AT2023","MC",null,"U441","11U",null,"2023-07-22",0,1,0,null,null,"BIOMED_ULIS",{"$error":"#NAME?"},{"$f":"IFERROR(\"Oui, à la ligne \" & MATCH(tableFévrier[[#This Row],[Fusion]],tableOctobre[Fusion],0)+1,\"Non trouvé\")","v":"Non trouvé"},null,29379,null,29379]
["TECHCMP10","Entrée de pression sur module interchangeable","U_METROLOGIE    26","Vérification CURATIVE labo extérieur","MC","METR","U200","10U","612 288,00","3000-01-01",0,1,0,null,null,"BIOMED_ULIS",{"$error":"#NAME?"},{"$f":"IFERROR(\"Oui, à la ligne \" & MATCH(tableFévrier[[#This Row],[Fusion]],tableOctobre[Fusion],0)+1,\"Non trouvé\")","v":"Non trouvé"},null,29394,null,29394]
["MGGCONG09","Congélateur - 80°C Froilabo n° 216626","CURA317120","Alarme température haute","MC",null,"U168","11U","612 337,00","3000-01-01",0,1,0,null,null,"BIOMED_ULIS",{"$error":"#NAME?"},{"$f":"IFERROR(\"Oui, à la ligne \" & MATCH(tableFévrier[[#This Row],[Fusion]],tableOctobre[Fusion],0)+1,\"Non trouvé\")","v":"Non trouvé"},null,29410,null,29410]
["FIBF2000","Filtre évent cuve FIBR2000","U_PROC000194","Test intégrité après utilisation + Remplacement cartouche de filtration","MPS","FLPR","U411","11U","623 789,00","2024-12-01",3,1,0,52,1,"BIOMED_ULIS",{"$error":"#NAME?"},{"$f":"IFERROR(\"Oui, à la ligne \" & MATCH(tableFévrier[[#This Row],[Fusion]],tableOctobre[Fusion],0)+1,\"Non trouvé\")","v":"Non trouvé"},null,29430]
["AC02F33","Soufflage - Filtre H14 - 8RC139","U_CLIM000138","Remplacement filtre HEPA","MPS","CLIM","U222AC","10U",null,"2024-07-15",3,1,0,"2 190,00",1,"BIOMED_ULIS",{"$error":"#NAME?"},{"$f":"IFERROR(\"Oui, à la ligne \" & MATCH(tableFévrier[[#This Row],[Fusion]],tableOctobre[Fusion],0)+1,\"Non trouvé\")","v":"Non trouvé"},null,29440,null,29440]
["AC02F50","Soufflage - Filtre H14 - 8RC139","U_CLIM000138","Remplacement filtre HEPA","MPS","CLIM","U222AC","10U",null,"2024-07-15",3,1,0,"2 190,00",1,"BIOMED_ULIS",{"$error":"#NAME?"},{"$f":"IFERROR(\"Oui, à la ligne \" & MATCH(tableFévrier[[#This Row],[Fusion]],tableOctobre[Fusion],0)+1,\"Non trouvé\")","v":"Non trouvé"},null,29457,null,29457]
["DCGPEL100","Ligne de découpe","CURA317169","Consignation /déconsignation","MC",null,"U411","11U","612 542,00","3000-01-01",0,1,0,null,null,"BIOMED_ULIS",{"$error":"#NAME?"},{"$f":"IFERROR(\"Oui, à la ligne \" & MATCH(tableFévrier[[#This Row],[Fusion]],tableOctobre[Fusion],0)+1,\"Non trouvé\")","v":"Non trouvé"},null,29472,null,29472]
["ALBFP06","Filtre-presse albumine T I+II+III","CURA317221","Pas d'alimentation électrique sur telefast","MC",null,"U440","11U",null,"2023-07-26",0,1,0,null,null,"BIOMED_ULIS",{"$error":"#NAME?"},{"$f":"IFERROR(\"Oui, à la ligne \" & MATCH(tableFévrier[[#This Row],[Fusion]],tableOctobre[Fusion],0)+1,\"Non trouvé\")","v":"Non trouvé"},null,29484,null,29484]
["DCGPEL100","Ligne de découpe","CURA317286","Fuite sur échangeur vapeur","MC",null,"U411","11U","612 704,00","3000-01-01",0,1,0,null,null,"BIOMED_ULIS",{"$error":"#NAME?"},{"$f":"IFERROR(\"Oui, à la ligne \" & MATCH(tableFévrier[[#This Row],[Fusion]],tableOctobre[Fusion],0)+1,\"Non trouvé\")","v":"Non trouvé"},null,29497,null,29497]
["INDUSAPPLI14","Application Supervision NEP","CURA317334","SCC3 - Migration Supervision NEP04/NEP5 (NEP04PLC01/NEP05PLC01)","MC",null,"U236DIV","12U","612 772,00","3000-01-01",0,1,0,null,null,"BIOMED_ULIS",{"$error":"#NAME?"},{"$f":"IFERROR(\"Oui, à la ligne \" & MATCH(tableFévrier[[#This Row],[Fusion]],tableOctobre[Fusion],0)+1,\"Non trouvé\")","v":"Non trouvé"},null,29514,null,29514]
["GAMR41","Réacteur de fractionnement 15 000 litres n°41","CURA317449","Remise en place flexible de soutirage","MC",null,"U441","11U","612 893,00","3000-01-01",0,1,0,null,null,"BIOMED_ULIS",{"$error":"#NAME?"},{"$f":"IFERROR(\"Oui, à la ligne \" & MATCH(tableFévrier[[#This Row],[Fusion]],tableOctobre[Fusion],0)+1,\"Non trouvé\")","v":"Non trouvé"},null,29530,null,29530]
["INDUSOP86","Poste  TV indicateur Performance ADEAE","CURA317513","Installation / raccordement","MC",null,"U236DIV","12U","613 010,00","3000-01-01",0,1,0,null,null,"BIOMED_ULIS",{"$error":"#NAME?"},{"$f":"IFERROR(\"Oui, à la ligne \" & MATCH(tableFévrier[[#This Row],[Fusion]],tableOctobre[Fusion],0)+1,\"Non trouvé\")","v":"Non trouvé"},null,29547,null,29547]
["BAT08SS66","LOCAL DE PESEES","CURA317547","Passivation des panneaux","MC",null,"U200BATP","11U","613 197,00","3000-01-01",0,1,0,null,null,"BIOMED_ULIS",{"$error":"#NAME?"},{"$f":"IFERROR(\"Oui, à la ligne \" & MATCH(tableFévrier[[#This Row],[Fusion]],tableOctobre[Fusion],0)+1,\"Non trouvé\")","v":"Non trouvé"},null,29560,null,29560]
["ALBFL44","Hotte à flux laminaire pièce 8RC44","CURA317617","Remplacement des  préfiltres","MC",null,"U440","10U","613 267,00","3000-01-01",0,1,0,null,null,"BIOMED_ULIS",{"$error":"#NAME?"},{"$f":"IFERROR(\"Oui, à la ligne \" & MATCH(tableFévrier[[#This Row],[Fusion]],tableOctobre[Fusion],0)+1,\"Non trouvé\")","v":"Non trouvé"},null,29575,null,29575]
["BAT08SS66","LOCAL DE PESEES","CURA317659","Remplacement préfiltre box de pesées","MC",null,"U222AC","10U","613 323,00","3000-01-01",0,1,0,null,null,"BIOMED_ULIS",{"$error":"#NAME?"},{"$f":"IFERROR(\"Oui, à la ligne \" & MATCH(tableFévrier[[#This Row],[Fusion]],tableOctobre[Fusion],0)+1,\"Non trouvé\")","v":"Non trouvé"},null,29589,null,29589]
["AC08F14","Filtration terminal n°14 clim. 1ss29","CURA317672","Remplacement de la grille pour amélioration brassage d'air","MC",null,"U222AC","10U","613 336,00","3000-01-01",0,1,0,null,null,"BIOMED_ULIS",{"$error":"#NAME?"},{"$f":"IFERROR(\"Oui, à la ligne \" & MATCH(tableFévrier[[#This Row],[Fusion]],tableOctobre[Fusion],0)+1,\"Non trouvé\")","v":"Non trouvé"},null,29590,null,29590]
["OPLETUV04","Enceinte de stabilité ERATIS 25°C","CURA317736","Demande de levée d'inhibition des alarmes sur l'étuve OPLETUV04","MC",null,"U601OPL","12U","613 554,00","3000-01-01",0,1,0,null,null,"BIOMED_ULIS",{"$error":"#NAME?"},{"$f":"IFERROR(\"Oui, à la ligne \" & MATCH(tableFévrier[[#This Row],[Fusion]],tableOctobre[Fusion],0)+1,\"Non trouvé\")","v":"Non trouvé"},null,29606,null,29606]
["AC07","Air climatisé ateliers +4° gamma","CURA317777","Démarrage suite à écobio","MC",null,"U222AC","11U","613 603,00","3000-01-01",0,1,0,null,null,"BIOMED_ULIS",{"$error":"#NAME?"},{"$f":"IFERROR(\"Oui, à la ligne \" & MATCH(tableFévrier[[#This Row],[Fusion]],tableOctobre[Fusion],0)+1,\"Non trouvé\")","v":"Non trouvé"},null,29623,null,29623]
["WEBD01","Réseau surnageant alcool B8","CURA317879","Réaliser une modification afin de pouvoir effectuer le préventif / curatif","MC",null,"U236WE",null,null,"2023-12-31",0,1,0,null,null,"BIOMED_ULIS",{"$error":"#NAME?"},{"$f":"IFERROR(\"Oui, à la ligne \" & MATCH(tableFévrier[[#This Row],[Fusion]],tableOctobre[Fusion],0)+1,\"Non trouvé\")","v":"Non trouvé"},null,29638,null,29638]
["AC08F06","Filtration terminal n°06 clim. 1ss28","CURA317929","Remplacement filtre","MC",null,"U222AC","10U","613 983,00","3000-01-01",0,1,0,null,null,"BIOMED_ULIS",{"$error":"#NAME?"},{"$f":"IFERROR(\"Oui, à la ligne \" & MATCH(tableFévrier[[#This Row],[Fusion]],tableOctobre[Fusion],0)+1,\"Non trouvé\")","v":"Non trouvé"},null,29654,null,29654]
["WFIDIST05","Distillateur Eau PPI n°5 STERIS","CURA317970","Fuite  d'eau","MC",null,"U236WFI","11U",null,"2023-08-18",0,1,0,null,null,"BIOMED_ULIS",{"$error":"#NAME?"},{"$f":"IFERROR(\"Oui, à la ligne \" & MATCH(tableFévrier[[#This Row],[Fusion]],tableOctobre[Fusion],0)+1,\"Non trouvé\")","v":"Non trouvé"},null,29671,null,29671]
["BAT11CMT112","Enreg Temp ambiance CF 12 /BAT11ARM01","CURA317991","Dysfonctionnement eclairage alarme homme mort ancienne chambre froide","MC",null,"U406","10U",null,"2023-08-31",0,1,0,null,null,"BIOMED_ULIS",{"$error":"#NAME?"},{"$f":"IFERROR(\"Oui, à la ligne \" & MATCH(tableFévrier[[#This Row],[Fusion]],tableOctobre[Fusion],0)+1,\"Non trouvé\")","v":"Non trouvé"},null,29682,null,29682]
["BAT11","Bâtiment 11 Magasin général et plasma","CURA318104","Demande de changer la butée de protection zone achat direct emplacement consommables.","MC",null,"U235BATL","13U","614 286,00","3000-01-01",0,1,0,null,null,"BIOMED_ULIS",{"$error":"#NAME?"},{"$f":"IFERROR(\"Oui, à la ligne \" & MATCH(tableFévrier[[#This Row],[Fusion]],tableOctobre[Fusion],0)+1,\"Non trouvé\")","v":"Non trouvé"},null,29700,null,29700]
["EPL2TRP17","Transpalette grande hauteur","CURA318189","Chariot ne se lève pas/ne se charge pas","MC",null,"U406","11U","614 380,00","3000-01-01",0,1,0,null,null,"BIOMED_ULIS",{"$error":"#NAME?"},{"$f":"IFERROR(\"Oui, à la ligne \" & MATCH(tableFévrier[[#This Row],[Fusion]],tableOctobre[Fusion],0)+1,\"Non trouvé\")","v":"Non trouvé"},null,29715,null,29715]
["NEP01RS04","Flexible NEP agitateur PLAR02 (NEP01FX04)","U_PROC000200","Remplacement flexible","MPS","AUTR","U410","11U",null,"2024-05-18",3,1,0,104,1,"BIOMED_ULIS",{"$error":"#NAME?"},{"$f":"IFERROR(\"Oui, à la ligne \" & MATCH(tableFévrier[[#This Row],[Fusion]],tableOctobre[Fusion],0)+1,\"Non trouvé\")","v":"Non trouvé"}]
["WFISBD105","Ss boucle FP T I+II+III et laverie 8RC71","CURA318338","Sanitation du point libre","MC",null,"U236WFI","11U","614 960,00","3000-01-01",0,1,0,null,null,"BIOMED_ULIS",{"$error":"#NAME?"},{"$f":"IFERROR(\"Oui, à la ligne \" & MATCH(tableFévrier[[#This Row],[Fusion]],tableOctobre[Fusion],0)+1,\"Non trouvé\")","v":"Non trouvé"},null,29746,null,29746]
["PLABOL487","Bol de centri BKA28 N°487","CURA318409","Démontage remontage double enveloppe","MC",null,"U410","11U","615 145,00","3000-01-01",0,1,0,null,null,"BIOMED_ULIS",{"$error":"#NAME?"},{"$f":"IFERROR(\"Oui, à la ligne \" & MATCH(tableFévrier[[#This Row],[Fusion]],tableOctobre[Fusion],0)+1,\"Non trouvé\")","v":"Non trouvé"},null,29762,null,29762]
["BAT08RC140","Local Mise à disposition A","CURA318438","PORTE","MC",null,"U200BATP","13U","615 169,00","3000-01-01",0,1,0,null,null,"BIOMED_ULIS",{"$error":"#NAME?"},{"$f":"IFERROR(\"Oui, à la ligne \" & MATCH(tableFévrier[[#This Row],[Fusion]],tableOctobre[Fusion],0)+1,\"Non trouvé\")","v":"Non trouvé"},null,29777,null,29777]
["BAT01SS14","Pièce bâtiment 1SS14","CURA318485","Remplacement appareils d'éclairages 1SS14 et couloir 1SS21","MC",null,"U235BATU","10U","615 369,00","3000-01-01",0,1,0,null,null,"BIOMED_ULIS",{"$error":"#NAME?"},{"$f":"IFERROR(\"Oui, à la ligne \" & MATCH(tableFévrier[[#This Row],[Fusion]],tableOctobre[Fusion],0)+1,\"Non trouvé\")","v":"Non trouvé"},null,29793,null,29793]
["BAT04PTA04","Porte n°2 Centrifugation Fibri P4RC404-2-A","CURA318544","Porte en mode manuel","MC",null,"U200BATP","13U",null,"2023-08-30",0,1,0,null,null,"BIOMED_ULIS",{"$error":"#NAME?"},{"$f":"IFERROR(\"Oui, à la ligne \" & MATCH(tableFévrier[[#This Row],[Fusion]],tableOctobre[Fusion],0)+1,\"Non trouvé\")","v":"Non trouvé"},null,29810,null,29810]
["WFISBD53","Sous boucle de distribution WFI 20°C B4","CURA318586","Défaut anomalie détectée lors de la sanitisation (OP_127)","MC",null,"U236WFI","11U",null,"2023-08-30",0,1,0,null,null,"BIOMED_ULIS",{"$error":"#NAME?"},{"$f":"IFERROR(\"Oui, à la ligne \" & MATCH(tableFévrier[[#This Row],[Fusion]],tableOctobre[Fusion],0)+1,\"Non trouvé\")","v":"Non trouvé"},null,29826,null,29826]
["GW1/2","Production distri. eau glycolée -19°C","CURA318587","Nettoyage SDM suite fuite de glycol","MC",null,"U222GW","10U","615 629,00","3000-01-01",0,1,0,null,null,"BIOMED_ULIS",{"$error":"#NAME?"},{"$f":"IFERROR(\"Oui, à la ligne \" & MATCH(tableFévrier[[#This Row],[Fusion]],tableOctobre[Fusion],0)+1,\"Non trouvé\")","v":"Non trouvé"},null,29827,null,29827]
["ALBPLC09","Automate UF120 albumine","CURA318663","UCFR21API : SCC3 - Migration UF Albumine sous SCC3","MC",null,"U440","12U","615 714,00","3000-01-01",0,1,0,null,null,"BIOMED_ULIS",{"$error":"#NAME?"},{"$f":"IFERROR(\"Oui, à la ligne \" & MATCH(tableFévrier[[#This Row],[Fusion]],tableOctobre[Fusion],0)+1,\"Non trouvé\")","v":"Non trouvé"},null,29842,null,29842]
["CAPRS125_056","Flexible arrivée air comprimé","CURA318708","Flexible arrivée air comprimé SKID 125","MC",null,"U421DEAE","11U","615 952,00","3000-01-01",0,1,0,null,null,"BIOMED_ULIS",{"$error":"#NAME?"},{"$f":"IFERROR(\"Oui, à la ligne \" & MATCH(tableFévrier[[#This Row],[Fusion]],tableOctobre[Fusion],0)+1,\"Non trouvé\")","v":"Non trouvé"},null,29857,null,29857]
["RF71/72","Production Fluide Frigorigène pour GW5/6","CURA318741","Alarme gtc","MC",null,"U222GW","11U",null,"2023-09-02",0,1,0,null,null,"BIOMED_ULIS",{"$error":"#NAME?"},{"$f":"IFERROR(\"Oui, à la ligne \" & MATCH(tableFévrier[[#This Row],[Fusion]],tableOctobre[Fusion],0)+1,\"Non trouvé\")","v":"Non trouvé"},null,29873,null,29873]
["BAT08","Bâtiment 8 de production","CURA318815","Divers travaux suite visite AQ zone GAMMA","MC",null,"U200BATP","13U","616 269,00","3000-01-01",0,1,0,null,null,"BIOMED_ULIS",{"$error":"#NAME?"},{"$f":"IFERROR(\"Oui, à la ligne \" & MATCH(tableFévrier[[#This Row],[Fusion]],tableOctobre[Fusion],0)+1,\"Non trouvé\")","v":"Non trouvé"},null,29889,null,29889]
["BAT11","Bâtiment 11 Magasin général et plasma","CURA318858","Paterne pour les coques utilisées à l'entrée du B11","MC",null,"U235BATL","13U","616 556,00","3000-01-01",0,1,0,null,null,"BIOMED_ULIS",{"$error":"#NAME?"},{"$f":"IFERROR(\"Oui, à la ligne \" & MATCH(tableFévrier[[#This Row],[Fusion]],tableOctobre[Fusion],0)+1,\"Non trouvé\")","v":"Non trouvé"},null,29905,null,29905]
["ISPV154_025","Vanne de régulation débit vapeur","CURA318918","Fuite ac","MC",null,"U421DEAE","11U",null,"2023-09-06",0,1,0,null,null,"BIOMED_ULIS",{"$error":"#NAME?"},{"$f":"IFERROR(\"Oui, à la ligne \" & MATCH(tableFévrier[[#This Row],[Fusion]],tableOctobre[Fusion],0)+1,\"Non trouvé\")","v":"Non trouvé"},null,29921,null,29921]
["GAMTN","Tableau de pontage sortie réacteurs","CURA318968","Fournitures de joints","MC",null,"U441","11U",null,"2023-09-06",0,1,0,null,null,"BIOMED_ULIS",{"$error":"#NAME?"},{"$f":"IFERROR(\"Oui, à la ligne \" & MATCH(tableFévrier[[#This Row],[Fusion]],tableOctobre[Fusion],0)+1,\"Non trouvé\")","v":"Non trouvé"},null,29938,null,29938]
["SDWRS01","Flexible arrivée caloporteur PLAR01","U_PROC000200","Remplacement flexible","MPS","AUTR","U410","11U",null,"2024-07-14",3,1,0,104,1,"BIOMED_ULIS",{"$error":"#NAME?"},{"$f":"IFERROR(\"Oui, à la ligne \" & MATCH(tableFévrier[[#This Row],[Fusion]],tableOctobre[Fusion],0)+1,\"Non trouvé\")","v":"Non trouvé"},null,29953,null,29953]
["ALBR09","Cuve régénération cassettes UF2","CURA319039","Défaut débit haut en régé au Lavage06","MC",null,"U440","11U",null,"2023-09-07",0,1,0,null,null,"BIOMED_ULIS",{"$error":"#NAME?"},{"$f":"IFERROR(\"Oui, à la ligne \" & MATCH(tableFévrier[[#This Row],[Fusion]],tableOctobre[Fusion],0)+1,\"Non trouvé\")","v":"Non trouvé"},null,29970,null,29970]
["BAT11CMT09","EnregTempSonde n°9 11RC35 niveau 9 m/BAT11ARM02","U_METROLOGIE    12","Vérification CURATIVE température","MC","METR","U200BATP","11U",null,"2049-09-08",0,1,0,null,null,"BIOMED_ULIS",{"$error":"#NAME?"},{"$f":"IFERROR(\"Oui, à la ligne \" & MATCH(tableFévrier[[#This Row],[Fusion]],tableOctobre[Fusion],0)+1,\"Non trouvé\")","v":"Non trouvé"},null,29987]
["PLAEQUIP","Equipements spécifiques plasma","CURA319089","Suivi démarrage centris C01 et C02","MC",null,"U410","11U",null,"2023-09-09",0,1,0,null,null,"BIOMED_ULIS",{"$error":"#NAME?"},{"$f":"IFERROR(\"Oui, à la ligne \" & MATCH(tableFévrier[[#This Row],[Fusion]],tableOctobre[Fusion],0)+1,\"Non trouvé\")","v":"Non trouvé"},null,30004,null,30004]
["NEP10ST10","Station de nettoyage en place n°10","CURA319115","Défaut épingle chauffante","MC",null,"U236NEP","11U",null,"2023-09-10",0,1,0,null,null,"BIOMED_ULIS",{"$error":"#NAME?"},{"$f":"IFERROR(\"Oui, à la ligne \" & MATCH(tableFévrier[[#This Row],[Fusion]],tableOctobre[Fusion],0)+1,\"Non trouvé\")","v":"Non trouvé"}]
["WFISBD103","Ss boucle PPI centrale pesée/prépa M.S.","CURA319168","Défaut de température","MC",null,"U236WFI","11U",null,"2023-09-11",0,1,0,null,null,"BIOMED_ULIS",{"$error":"#NAME?"},{"$f":"IFERROR(\"Oui, à la ligne \" & MATCH(tableFévrier[[#This Row],[Fusion]],tableOctobre[Fusion],0)+1,\"Non trouvé\")","v":"Non trouvé"},null,30035,null,30035]
["CQBEQUIP","Equipements communs CQB","CURA319211","Réparation placard laboratoire LCQB (pièce 1148)","MC",null,"U633","13U","617 574,00","3000-01-01",0,1,0,null,null,"BIOTECH_ULIS",{"$error":"#NAME?"},{"$f":"IFERROR(\"Oui, à la ligne \" & MATCH(tableFévrier[[#This Row],[Fusion]],tableOctobre[Fusion],0)+1,\"Non trouvé\")","v":"Non trouvé"},null,30048,null,30048]
["BAT08RC204","SAS Déchets  ADEAE","CURA319274","Porte 8RC204 défaillante (sas déchets ADEAE)","MC",null,"U200BATP","13U","617 678,00","3000-01-01",0,1,0,null,null,"BIOMED_ULIS",{"$error":"#NAME?"},{"$f":"IFERROR(\"Oui, à la ligne \" & MATCH(tableFévrier[[#This Row],[Fusion]],tableOctobre[Fusion],0)+1,\"Non trouvé\")","v":"Non trouvé"},null,30064,null,30064]
["BAT08RC142","Local préparation tampons","CURA319275","8RC142 - support de flexible EPPI à refixer","MC",null,"U200BATP","13U","617 679,00","3000-01-01",0,1,0,null,null,"BIOMED_ULIS",{"$error":"#NAME?"},{"$f":"IFERROR(\"Oui, à la ligne \" & MATCH(tableFévrier[[#This Row],[Fusion]],tableOctobre[Fusion],0)+1,\"Non trouvé\")","v":"Non trouvé"},null,30065,null,30065]
["EPL2CF07","Chambre froide enreg. plasma +5°C","CURA319339","Température ambiante trop trop basse pour le personnel","MC",null,"U406","10U","617 750,00","3000-01-01",0,1,0,null,null,"BIOMED_ULIS",{"$error":"#NAME?"},{"$f":"IFERROR(\"Oui, à la ligne \" & MATCH(tableFévrier[[#This Row],[Fusion]],tableOctobre[Fusion],0)+1,\"Non trouvé\")","v":"Non trouvé"},null,30082,null,30082]
["GAMRS49","Flexible Produit/ NEP","U_PROC000200","Remplacement flexible","MPS","AUTR","U441","11U",null,"2024-07-11",3,1,0,104,1,"BIOMED_ULIS",{"$error":"#NAME?"},{"$f":"IFERROR(\"Oui, à la ligne \" & MATCH(tableFévrier[[#This Row],[Fusion]],tableOctobre[Fusion],0)+1,\"Non trouvé\")","v":"Non trouvé"},null,30098,null,30098]
["ALBR006","Réacteur n°6 fractionnement albumine","CURA319451","Démontage remontage canne évant","MC",null,"U440","11U",null,"2023-09-17",0,1,0,null,null,"BIOMED_ULIS",{"$error":"#NAME?"},{"$f":"IFERROR(\"Oui, à la ligne \" & MATCH(tableFévrier[[#This Row],[Fusion]],tableOctobre[Fusion],0)+1,\"Non trouvé\")","v":"Non trouvé"},null,30114,null,30114]
["GAMFP01","Filtre presse gamma","CURA319513","Arret d'urgence","MC",null,"U441","11U",null,"2023-09-18",0,1,0,null,null,"BIOMED_ULIS",{"$error":"#NAME?"},{"$f":"IFERROR(\"Oui, à la ligne \" & MATCH(tableFévrier[[#This Row],[Fusion]],tableOctobre[Fusion],0)+1,\"Non trouvé\")","v":"Non trouvé"},null,30131,null,30131]
["PLAELEV04","Elévateur pneumatique plasma n°4","CURA319548","Controle galet guidage","MC",null,"U410","11U",null,"2023-09-19",0,1,0,null,null,"BIOMED_ULIS",{"$error":"#NAME?"},{"$f":"IFERROR(\"Oui, à la ligne \" & MATCH(tableFévrier[[#This Row],[Fusion]],tableOctobre[Fusion],0)+1,\"Non trouvé\")","v":"Non trouvé"},null,30147,null,30147]
["ADECR111","Skid chromato HSFF","CURA319588","Défaut de pression","MC",null,"U421DEAE","11U",null,"2023-09-20",0,1,0,null,null,"BIOMED_ULIS",{"$error":"#NAME?"},{"$f":"IFERROR(\"Oui, à la ligne \" & MATCH(tableFévrier[[#This Row],[Fusion]],tableOctobre[Fusion],0)+1,\"Non trouvé\")","v":"Non trouvé"},null,30164,null,30164]
["DDPEQUIP","Equipements dévelop. préclinique r & d","CURA319646","Cablage électrique pour une centrifugeuse","MC",null,"U850","10U","618 477,00","3000-01-01",0,1,0,null,null,"BIOTECH_ULIS",{"$error":"#NAME?"},{"$f":"IFERROR(\"Oui, à la ligne \" & MATCH(tableFévrier[[#This Row],[Fusion]],tableOctobre[Fusion],0)+1,\"Non trouvé\")","v":"Non trouvé"},null,30176,null,30176]
["MGPPT03","Porte manuelle chambre froide n°3","CURA319696","Manque cache goulotte électrique CF5 et cache goulotte cassé CF3","MC",null,"U406","10U","618 540,00","3000-01-01",0,1,0,null,null,"BIOMED_ULIS",{"$error":"#NAME?"},{"$f":"IFERROR(\"Oui, à la ligne \" & MATCH(tableFévrier[[#This Row],[Fusion]],tableOctobre[Fusion],0)+1,\"Non trouvé\")","v":"Non trouvé"},null,30192,null,30192]
["DDPEQUIP","Equipements dévelop. préclinique r & d","CURA319737","Découpe et mise en place d'une plaque inox pièce 1254","MC",null,"U850","13U","618 579,00","3000-01-01",0,1,0,null,null,"BIOTECH_ULIS",{"$error":"#NAME?"},{"$f":"IFERROR(\"Oui, à la ligne \" & MATCH(tableFévrier[[#This Row],[Fusion]],tableOctobre[Fusion],0)+1,\"Non trouvé\")","v":"Non trouvé"},null,30211,null,30211]
["CAPF0405","Filtration vers flush COMMAL02","U_PROC000194","Test intégrité après utilisation + Remplacement cartouche de filtration","MPS","FLPR","U222CA","11U","628 213,00","2024-12-31",3,1,0,52,1,"BIOMED_ULIS",{"$f":"_xlfn.TEXTJOIN(\"\",TRUE,A31362:D31362,H31362,N31362)","v":{"$error":"#NAME?"}},{"$f":"IFERROR(\"Oui, à la ligne \" & MATCH(tableFévrier[[#This Row],[Fusion]],tableOctobre[Fusion],0)+1,\"Non trouvé\")","v":"Non trouvé"},null,30223]
["WFISBD314","Sous boucle de distibution Alfalastin1","CURA319796","Température basse WFICMT314_019","MC",null,"U236WFI","11U",null,"2023-09-24",0,1,0,null,null,"BIOMED_ULIS",{"$error":"#NAME?"},{"$f":"IFERROR(\"Oui, à la ligne \" & MATCH(tableFévrier[[#This Row],[Fusion]],tableOctobre[Fusion],0)+1,\"Non trouvé\")","v":"Non trouvé"},null,30239,null,30239]
["RF13","Production n°3 fluide frigorigène -40°C","CURA319857","Fuite de fluide frigorigéne détendeur liquide","MC",null,"U222RF","10U","618 947,00","3000-01-01",0,1,0,null,null,"BIOMED_ULIS",{"$error":"#NAME?"},{"$f":"IFERROR(\"Oui, à la ligne \" & MATCH(tableFévrier[[#This Row],[Fusion]],tableOctobre[Fusion],0)+1,\"Non trouvé\")","v":"Non trouvé"},null,30256,null,30256]
["TAMR148_001","Cuve préparatoire tampons 1000L","CURA319902","Fuite","MC",null,"U421DEAE","11U",null,"2023-09-25",0,1,0,null,null,"BIOMED_ULIS",{"$error":"#NAME?"},{"$f":"IFERROR(\"Oui, à la ligne \" & MATCH(tableFévrier[[#This Row],[Fusion]],tableOctobre[Fusion],0)+1,\"Non trouvé\")","v":"Non trouvé"},null,30273,null,30273]
["BAT04","Bâtiment 4 Centrale énergie","CURA319946","ORP Nettoyage et rangement local B4","MC",null,"S244","10U","619 039,00","3000-01-01",0,1,0,null,null,"BIOMED_ULIS",{"$error":"#NAME?"},{"$f":"IFERROR(\"Oui, à la ligne \" & MATCH(tableFévrier[[#This Row],[Fusion]],tableOctobre[Fusion],0)+1,\"Non trouvé\")","v":"Non trouvé"},null,30290,null,30290]
["BAT08RC109","Atelier filtre press T IV","CURA319993","Manque supports pour matériel en 8RC109","MC",null,"U200BATP","13U","619 087,00","3000-01-01",0,1,0,null,null,"BIOMED_ULIS",{"$error":"#NAME?"},{"$f":"IFERROR(\"Oui, à la ligne \" & MATCH(tableFévrier[[#This Row],[Fusion]],tableOctobre[Fusion],0)+1,\"Non trouvé\")","v":"Non trouvé"},null,30305,null,30305]
["BAT08RC142","Local préparation tampons","CURA319994","Support manquant pour raclette en 8RC142","MC",null,"U200BATP","13U","619 088,00","3000-01-01",0,1,0,null,null,"BIOMED_ULIS",{"$error":"#NAME?"},{"$f":"IFERROR(\"Oui, à la ligne \" & MATCH(tableFévrier[[#This Row],[Fusion]],tableOctobre[Fusion],0)+1,\"Non trouvé\")","v":"Non trouvé"},null,30306,null,30306]
["GW1/2","Production distri. eau glycolée -19°C","CURA320040","Commande porte-folios pour visuel des valeurs de fonctionnement","AME",null,"U222GW","10U","619 591,00","3000-01-01",0,1,0,null,null,"BIOMED_ULIS",{"$error":"#NAME?"},{"$f":"IFERROR(\"Oui, à la ligne \" & MATCH(tableFévrier[[#This Row],[Fusion]],tableOctobre[Fusion],0)+1,\"Non trouvé\")","v":"Non trouvé"},null,30321,null,30321]
["SCBCF1163","Chambre ambiante +15°C - 25°C","CURA320085","Rangement des climatiseurs de secours","SER",null,"U850","10U","619 642,00","3000-01-01",0,1,0,null,null,"BIOTECH_ULIS",{"$error":"#NAME?"},{"$f":"IFERROR(\"Oui, à la ligne \" & MATCH(tableFévrier[[#This Row],[Fusion]],tableOctobre[Fusion],0)+1,\"Non trouvé\")","v":"Non trouvé"}]
["BAT01SS28","Atelier découpe des poches plasma","CURA320156","Sols abimée en 1ss28","MC",null,"U200BATP","13U","619 771,00","3000-01-01",0,1,0,null,null,"BIOMED_ULIS",{"$error":"#NAME?"},{"$f":"IFERROR(\"Oui, à la ligne \" & MATCH(tableFévrier[[#This Row],[Fusion]],tableOctobre[Fusion],0)+1,\"Non trouvé\")","v":"Non trouvé"},null,30354,null,30354]
["NEP05ST05","Station NEP laverie Albumine","CURA320231","Demande de vidange sous station","MC",null,"U236NEP","11U",null,"2023-09-30",0,1,0,null,null,"BIOMED_ULIS",{"$error":"#NAME?"},{"$f":"IFERROR(\"Oui, à la ligne \" & MATCH(tableFévrier[[#This Row],[Fusion]],tableOctobre[Fusion],0)+1,\"Non trouvé\")","v":"Non trouvé"},null,30369,null,30369]
["WWR03","Cuve 15 000 litres effluents NEP","CURA320266","Ph1.5 cuve a 12m3","MC",null,"U235WW","11U",null,"2023-10-02",0,1,0,null,null,"BIOMED_ULIS",{"$error":"#NAME?"},{"$f":"IFERROR(\"Oui, à la ligne \" & MATCH(tableFévrier[[#This Row],[Fusion]],tableOctobre[Fusion],0)+1,\"Non trouvé\")","v":"Non trouvé"},null,30385,null,30385]
["DCGMAL01","Machine à laver Décongélation n°6T090130","CURA320305","La porte ne s'ouvre pas","MC",null,"U411","11U",null,"2023-10-03",0,1,0,null,null,"BIOMED_ULIS",{"$error":"#NAME?"},{"$f":"IFERROR(\"Oui, à la ligne \" & MATCH(tableFévrier[[#This Row],[Fusion]],tableOctobre[Fusion],0)+1,\"Non trouvé\")","v":"Non trouvé"},null,30402,null,30402]
["MGPCF05","Chambre froide n°5 stockage -40°C","CURA320349","2023 SECURILOG : Travaux suite a visite réglementaire des racks","MC",null,"U406","13U",null,"2023-10-03",0,1,0,null,null,"BIOMED_ULIS",{"$error":"#NAME?"},{"$f":"IFERROR(\"Oui, à la ligne \" & MATCH(tableFévrier[[#This Row],[Fusion]],tableOctobre[Fusion],0)+1,\"Non trouvé\")","v":"Non trouvé"},null,30419,null,30419]
["RF67RHC01","Compresseur à vis circuit 1","CURA320422","Defaut basse pression","MC",null,"U222GW","10U","620 525,00","3000-01-01",0,1,0,null,null,"BIOMED_ULIS",{"$error":"#NAME?"},{"$f":"IFERROR(\"Oui, à la ligne \" & MATCH(tableFévrier[[#This Row],[Fusion]],tableOctobre[Fusion],0)+1,\"Non trouvé\")","v":"Non trouvé"},null,30435,null,30435]
["BAT08PTA24","Porte auto coulis. FERMOD 8RC226/8RC207","CURA320469","J'ai remarqué qu'il y avait un point de rouille sur le bouton d'ouverture coté couloir","MC",null,"U200BATP","13U","620 597,00","3000-01-01",0,1,0,null,null,"BIOMED_ULIS",{"$error":"#NAME?"},{"$f":"IFERROR(\"Oui, à la ligne \" & MATCH(tableFévrier[[#This Row],[Fusion]],tableOctobre[Fusion],0)+1,\"Non trouvé\")","v":"Non trouvé"},null,30452,null,30452]
["GAMR007","Réacteur n°07 fractionnement gamma","CURA320519","Vidange","MC",null,"U441","11U",null,"2023-10-05",0,1,0,null,null,"BIOMED_ULIS",{"$f":"_xlfn.TEXTJOIN(\"\",TRUE,A31618:D31618,H31618,N31618)","v":{"$error":"#NAME?"}},{"$f":"IFERROR(\"Oui, à la ligne \" & MATCH(tableFévrier[[#This Row],[Fusion]],tableOctobre[Fusion],0)+1,\"Non trouvé\")","v":"Non trouvé"},null,30468,null,30468]
["BAT08SS65","LOCAL DE STOCKAGE DES MATIERES A PESER","CURA320543","Ajout d'une démarquation d'emplacement au sol","MC",null,"U200BATP","13U","620 741,00","3000-01-01",0,1,0,null,null,"BIOMED_ULIS",{"$error":"#NAME?"},{"$f":"IFERROR(\"Oui, à la ligne \" & MATCH(tableFévrier[[#This Row],[Fusion]],tableOctobre[Fusion],0)+1,\"Non trouvé\")","v":"Non trouvé"},null,30479,null,30479]
["GW0","Production distri. eau glycolée 0°C","CURA320619","Défaut RF32/33","MC",null,"U222GW","11U","620 815,00","3000-01-01",0,1,0,null,null,"BIOMED_ULIS",{"$error":"#NAME?"},{"$f":"IFERROR(\"Oui, à la ligne \" & MATCH(tableFévrier[[#This Row],[Fusion]],tableOctobre[Fusion],0)+1,\"Non trouvé\")","v":"Non trouvé"},null,30501,null,30501]
["PLAEQUIP","Equipements spécifiques plasma","CURA320653","Défaut vanne plav03 et 04","MC",null,"U410","11U",null,"2023-10-09",0,1,0,null,null,"BIOMED_ULIS",{"$error":"#NAME?"},{"$f":"IFERROR(\"Oui, à la ligne \" & MATCH(tableFévrier[[#This Row],[Fusion]],tableOctobre[Fusion],0)+1,\"Non trouvé\")","v":"Non trouvé"}]
["BAT08RC142","Local préparation tampons","CURA320699","Résine abimée en 8RC142","MC",null,"U200BATP","13U","620 937,00","3000-01-01",0,1,0,null,null,"BIOMED_ULIS",{"$error":"#NAME?"},{"$f":"IFERROR(\"Oui, à la ligne \" & MATCH(tableFévrier[[#This Row],[Fusion]],tableOctobre[Fusion],0)+1,\"Non trouvé\")","v":"Non trouvé"},null,30532,null,30532]
["WWPV40","Vanne diverter vidange FP TIV","CURA320756","Défaut compte-rendu","MC",null,"U440","11U",null,"2023-10-11",0,1,0,null,null,"BIOMED_ULIS",{"$error":"#NAME?"},{"$f":"IFERROR(\"Oui, à la ligne \" & MATCH(tableFévrier[[#This Row],[Fusion]],tableOctobre[Fusion],0)+1,\"Non trouvé\")","v":"Non trouvé"},null,30549,null,30549]
["ADER172_001","Cuve mobile 400L","CURA320757","Valeur de vitesse  d'agitation incohérente","MC",null,"U421DEAE","11U",null,"2023-10-11",0,1,0,null,null,"BIOMED_ULIS",{"$error":"#NAME?"},{"$f":"IFERROR(\"Oui, à la ligne \" & MATCH(tableFévrier[[#This Row],[Fusion]],tableOctobre[Fusion],0)+1,\"Non trouvé\")","v":"Non trouvé"},null,30550,null,30550]
["NEP04ST04","Station NEP réacteurs + UF Albumine","CURA320798","Vidange sous station","MC",null,"U236NEP","11U",null,"2023-10-11",0,1,0,null,null,"BIOMED_ULIS",{"$error":"#NAME?"},{"$f":"IFERROR(\"Oui, à la ligne \" & MATCH(tableFévrier[[#This Row],[Fusion]],tableOctobre[Fusion],0)+1,\"Non trouvé\")","v":"Non trouvé"},null,30564,null,30564]
["ADER170_001","Cuve mobile 400L","CURA320850","Module male RJ45 prise ADER170 abimée","MC",null,"U421DEAE","11U",null,"2023-10-11",0,1,0,null,null,"BIOMED_ULIS",{"$error":"#NAME?"},{"$f":"IFERROR(\"Oui, à la ligne \" & MATCH(tableFévrier[[#This Row],[Fusion]],tableOctobre[Fusion],0)+1,\"Non trouvé\")","v":"Non trouvé"},null,30581,null,30581]
["ALBCP05","Pompe alimentation FP TIV","CURA320917","Fuite sur pompe pendant la soude","MC",null,"U440","11U","621 229,00","3000-01-01",0,1,0,null,null,"BIOMED_ULIS",{"$error":"#NAME?"},{"$f":"IFERROR(\"Oui, à la ligne \" & MATCH(tableFévrier[[#This Row],[Fusion]],tableOctobre[Fusion],0)+1,\"Non trouvé\")","v":"Non trouvé"},null,30597,null,30597]
["GAMR42","Réacteur 15m3 n°42","CURA320947","Raz peson","MC",null,"U441","11U",null,"2023-10-15",0,1,0,null,null,"BIOMED_ULIS",{"$error":"#NAME?"},{"$f":"IFERROR(\"Oui, à la ligne \" & MATCH(tableFévrier[[#This Row],[Fusion]],tableOctobre[Fusion],0)+1,\"Non trouvé\")","v":"Non trouvé"},null,30613,null,30613]
["RF71/72","Production Fluide Frigorigène pour GW5/6","CURA320988","Défaut vanne d'aspiration pas ouverte circuit 1","MC",null,"U222GW","10U","621 382,00","3000-01-01",0,1,0,null,null,"BIOMED_ULIS",{"$error":"#NAME?"},{"$f":"IFERROR(\"Oui, à la ligne \" & MATCH(tableFévrier[[#This Row],[Fusion]],tableOctobre[Fusion],0)+1,\"Non trouvé\")","v":"Non trouvé"},null,30630,null,30630]
["ELEBTB11","Distribution électrique BT poste B11","CURA321027","Projet ULEDCFB11 - Relamping B11","PRO",null,"U222ELE","10U",null,"2023-10-16",0,1,0,null,null,"BIOMED_ULIS",{"$error":"#NAME?"},{"$f":"IFERROR(\"Oui, à la ligne \" & MATCH(tableFévrier[[#This Row],[Fusion]],tableOctobre[Fusion],0)+1,\"Non trouvé\")","v":"Non trouvé"},null,30646,null,30646]
["CBCY05","Cytomètre de flux MACSQuart 16 analyzer / 0x n° 40601","U_LABO000005","Maintenance préventive","MPS","DEF","U880","70U",null,"2024-03-30",3,1,0,182,0,"BIOTECH_ULIS",{"$error":"#NAME?"},{"$f":"IFERROR(\"Oui, à la ligne \" & MATCH(tableFévrier[[#This Row],[Fusion]],tableOctobre[Fusion],0)+1,\"Non trouvé\")","v":"Non trouvé"},null,30663]
["PW3F302","Filtre évent  cuve","CURA321165","Changement Filtre évent  cuve","MC",null,"U222PW","11U","625 743,00","3000-01-01",0,1,0,null,null,"BIOMED_ULIS",{"$error":"#NAME?"},{"$f":"IFERROR(\"Oui, à la ligne \" & MATCH(tableFévrier[[#This Row],[Fusion]],tableOctobre[Fusion],0)+1,\"Non trouvé\")","v":"Non trouvé"},null,30678,null,30678]
["BAT08RC136","Sas sortie produit intermédiaire","CURA321213","Support de gant","MC",null,"U200BATP","13U","622 221,00","3000-01-01",0,1,0,null,null,"BIOMED_ULIS",{"$error":"#NAME?"},{"$f":"IFERROR(\"Oui, à la ligne \" & MATCH(tableFévrier[[#This Row],[Fusion]],tableOctobre[Fusion],0)+1,\"Non trouvé\")","v":"Non trouvé"},null,30694,null,30694]
["ULISGTCGR2","Serveur GR GTC Monitoring","CURA321313","Modification deltaP/ rapport","MC",null,"U236DIV","12U","622 550,00","3000-01-01",0,1,0,null,null,"BIOMED_ULIS",{"$error":"#NAME?"},{"$f":"IFERROR(\"Oui, à la ligne \" & MATCH(tableFévrier[[#This Row],[Fusion]],tableOctobre[Fusion],0)+1,\"Non trouvé\")","v":"Non trouvé"},null,30710,null,30710]
["ALBPDV51","Vanne prise échantillon ALBR005","CURA321378","Défaut de vanne lors du soutirage vers FPT123","MC",null,"U440","11U",null,"2023-10-21",0,1,0,null,null,"BIOMED_ULIS",{"$error":"#NAME?"},{"$f":"IFERROR(\"Oui, à la ligne \" & MATCH(tableFévrier[[#This Row],[Fusion]],tableOctobre[Fusion],0)+1,\"Non trouvé\")","v":"Non trouvé"},null,30725,null,30725]
["COMELEV02","Table élévatrice préparation tampons de production","CURA321400","Peinture qui se décolle de le petit chariot élévateur pour vac soude","MC",null,"U400","11U","622 738,00","3000-01-01",0,1,0,null,null,"BIOMED_ULIS",{"$error":"#NAME?"},{"$f":"IFERROR(\"Oui, à la ligne \" & MATCH(tableFévrier[[#This Row],[Fusion]],tableOctobre[Fusion],0)+1,\"Non trouvé\")","v":"Non trouvé"},null,30741,null,30741]
["BAT08RC227","Local Transit des tampons extemporanés","CURA321437","SMP AP23 8RC227 Plots de protection abîmés","MC",null,"U200BATP","13U","622 812,00","3000-01-01",0,1,0,null,null,"BIOMED_ULIS",{"$error":"#NAME?"},{"$f":"IFERROR(\"Oui, à la ligne \" & MATCH(tableFévrier[[#This Row],[Fusion]],tableOctobre[Fusion],0)+1,\"Non trouvé\")","v":"Non trouvé"},null,30757,null,30757]
["BAT11","Bâtiment 11 Magasin général et plasma","CURA321457","Miroir de visibilité","MC",null,"U235BATL","13U","622 832,00","3000-01-01",0,1,0,null,null,"BIOMED_ULIS",{"$error":"#NAME?"},{"$f":"IFERROR(\"Oui, à la ligne \" & MATCH(tableFévrier[[#This Row],[Fusion]],tableOctobre[Fusion],0)+1,\"Non trouvé\")","v":"Non trouvé"},null,30774,null,30774]
["BAT01SS23","Pièce bâtiment 1SS23","CURA321493","SMP AP23 1SS25 Mur abîmé","MC",null,"U235BATU","13U","622 882,00","3000-01-01",0,1,0,null,null,"BIOMED_ULIS",{"$error":"#NAME?"},{"$f":"IFERROR(\"Oui, à la ligne \" & MATCH(tableFévrier[[#This Row],[Fusion]],tableOctobre[Fusion],0)+1,\"Non trouvé\")","v":"Non trouvé"},null,30791,null,30791]
["BAT01SS23","Pièce bâtiment 1SS23","CURA321494","SMP AP23 1SS25 et 1SS23 Résines sols, plinthes en béton  & bas de porte abîmées","MC",null,"U235BATU","13U","622 883,00","3000-01-01",0,1,0,null,null,"BIOMED_ULIS",{"$error":"#NAME?"},{"$f":"IFERROR(\"Oui, à la ligne \" & MATCH(tableFévrier[[#This Row],[Fusion]],tableOctobre[Fusion],0)+1,\"Non trouvé\")","v":"Non trouvé"},null,30792,null,30792]
["BAT01SS52","Pièce bâtiment 1SS52","CURA321511","SMP AP23 1SS52 Joint porte 1SS52","MC",null,"U235BATU","13U","622 900,00","3000-01-01",0,1,0,null,null,"BIOMED_ULIS",{"$error":"#NAME?"},{"$f":"IFERROR(\"Oui, à la ligne \" & MATCH(tableFévrier[[#This Row],[Fusion]],tableOctobre[Fusion],0)+1,\"Non trouvé\")","v":"Non trouvé"},null,30809,null,30809]
["BAT08RC233","Bureau","CURA321562","SMP AP23 8RC233   Manque passe-câble sous le bureau de gauche","MC",null,"U200BATP","10U","622 933,00","3000-01-01",0,1,0,null,null,"BIOMED_ULIS",{"$error":"#NAME?"},{"$f":"IFERROR(\"Oui, à la ligne \" & MATCH(tableFévrier[[#This Row],[Fusion]],tableOctobre[Fusion],0)+1,\"Non trouvé\")","v":"Non trouvé"},null,30826,null,30826]
["NEP06ST06","Station NEP réacteurs Gamma","CURA321589","Défaut de poids","MC",null,"U236NEP","11U",null,"2023-10-24",0,1,0,null,null,"BIOMED_ULIS",{"$error":"#NAME?"},{"$f":"IFERROR(\"Oui, à la ligne \" & MATCH(tableFévrier[[#This Row],[Fusion]],tableOctobre[Fusion],0)+1,\"Non trouvé\")","v":"Non trouvé"},null,30842,null,30842]
["BAT08","Bâtiment 8 de production","CURA321625","Infiltration dans l'angle au fond à droite de la pièce 8SS44 (en rentrant)","MC",null,"U200BATP","13U",null,"2023-10-24",0,1,0,null,null,"BIOMED_ULIS",{"$error":"#NAME?"},{"$f":"IFERROR(\"Oui, à la ligne \" & MATCH(tableFévrier[[#This Row],[Fusion]],tableOctobre[Fusion],0)+1,\"Non trouvé\")","v":"Non trouvé"},null,30858,null,30858]
["ADEUF123","Skid UFAlbumine","CURA321677","J'ai remarqué qu'il y avait de la rouille sur le carter du moteur du skid 123","MC",null,"U421DEAE","11U",null,"2023-10-25",0,1,0,null,null,"BIOMED_ULIS",{"$error":"#NAME?"},{"$f":"IFERROR(\"Oui, à la ligne \" & MATCH(tableFévrier[[#This Row],[Fusion]],tableOctobre[Fusion],0)+1,\"Non trouvé\")","v":"Non trouvé"},null,30873,null,30873]
["EPL2PTA10","Porte auto. enroulement 11RC07","CURA321742","Porte bloqué ouverte","MC",null,"U406","13U","623 558,00","3000-01-01",0,1,0,null,null,"BIOMED_ULIS",{"$error":"#NAME?"},{"$f":"IFERROR(\"Oui, à la ligne \" & MATCH(tableFévrier[[#This Row],[Fusion]],tableOctobre[Fusion],0)+1,\"Non trouvé\")","v":"Non trouvé"},null,30889,null,30889]
["GAMBOL964","Bol de centri BKA45 n°964","CURA321795","Double enveloppe","MC",null,"U441","11U",null,"2023-10-29",0,1,0,null,null,"BIOMED_ULIS",{"$error":"#NAME?"},{"$f":"IFERROR(\"Oui, à la ligne \" & MATCH(tableFévrier[[#This Row],[Fusion]],tableOctobre[Fusion],0)+1,\"Non trouvé\")","v":"Non trouvé"},null,30905,null,30905]
["BAT0103","Bâtiment 1 laboratoires de contrôle","CURA321860","Installation d'un rince oeil dans le labo 1317","MC",null,"S244","13U","623 802,00","3000-01-01",0,1,0,null,null,"BIOMED_ULIS",{"$error":"#NAME?"},{"$f":"IFERROR(\"Oui, à la ligne \" & MATCH(tableFévrier[[#This Row],[Fusion]],tableOctobre[Fusion],0)+1,\"Non trouvé\")","v":"Non trouvé"},null,30922,null,30922]
["GAMC22","Centrifugeuse n°2 gamma","CURA321910","Changement des joints turbine","MC",null,"U441","11U",null,"2023-11-01",0,1,0,null,null,"BIOMED_ULIS",{"$error":"#NAME?"},{"$f":"IFERROR(\"Oui, à la ligne \" & MATCH(tableFévrier[[#This Row],[Fusion]],tableOctobre[Fusion],0)+1,\"Non trouvé\")","v":"Non trouvé"},null,30938,null,30938]
["NEP07ST07","Station NEP laverie Gamma","CURA321977","Défaut objet non pret","MC",null,"U236NEP","11U",null,"2023-11-02",0,1,0,null,null,"BIOMED_ULIS",{"$error":"#NAME?"},{"$f":"IFERROR(\"Oui, à la ligne \" & MATCH(tableFévrier[[#This Row],[Fusion]],tableOctobre[Fusion],0)+1,\"Non trouvé\")","v":"Non trouvé"},null,30954,null,30954]
["NEP07ST07","Station NEP laverie Gamma","CURA322072","Défaut contrôle débit","MC",null,"U236NEP","11U",null,"2023-11-03",0,1,0,null,null,"BIOMED_ULIS",{"$error":"#NAME?"},{"$f":"IFERROR(\"Oui, à la ligne \" & MATCH(tableFévrier[[#This Row],[Fusion]],tableOctobre[Fusion],0)+1,\"Non trouvé\")","v":"Non trouvé"},null,30971,null,30971]
["PW33","Prod. Eau purifiée ORION n°3","CURA322101","Défaut contact débit d'air CDI","MC",null,"U222PW","11U",null,"2023-11-05",0,1,0,null,null,"BIOMED_ULIS",{"$error":"#NAME?"},{"$f":"IFERROR(\"Oui, à la ligne \" & MATCH(tableFévrier[[#This Row],[Fusion]],tableOctobre[Fusion],0)+1,\"Non trouvé\")","v":"Non trouvé"},null,30985,null,30985]
["PLAEQUIP","Equipements spécifiques plasma","CURA322181","Réarment AU","MCU",null,"U410","11U",null,"2023-11-06",0,1,0,null,null,"BIOMED_ULIS",{"$error":"#NAME?"},{"$f":"IFERROR(\"Oui, à la ligne \" & MATCH(tableFévrier[[#This Row],[Fusion]],tableOctobre[Fusion],0)+1,\"Non trouvé\")","v":"Non trouvé"}]
["BAT11","Bâtiment 11 Magasin général et plasma","CURA322207","Lubrification galets porte coupe-feu","MC",null,"U235BATL","13U","624 277,00","3000-01-01",0,1,0,null,null,"BIOMED_ULIS",{"$error":"#NAME?"},{"$f":"IFERROR(\"Oui, à la ligne \" & MATCH(tableFévrier[[#This Row],[Fusion]],tableOctobre[Fusion],0)+1,\"Non trouvé\")","v":"Non trouvé"},null,31007,null,31007]
["BAT08RC231","Pièce 8RC231","CURA322279","SMP AP23 8RC231 Absence identification vanne","MC",null,"U200BATP","11U",null,"2023-10-23",0,1,0,null,null,"BIOMED_ULIS",{"$error":"#NAME?"},{"$f":"IFERROR(\"Oui, à la ligne \" & MATCH(tableFévrier[[#This Row],[Fusion]],tableOctobre[Fusion],0)+1,\"Non trouvé\")","v":"Non trouvé"},null,31032,null,31032]
["BAT08RC207","Local  Alfalastin 1","CURA322280","SMP AP23 8RC207 Identification canalisation Nacl sur ADEUF123-030","MC",null,"U421DEAE","11U",null,"2023-10-23",0,1,0,null,null,"BIOMED_ULIS",{"$error":"#NAME?"},{"$f":"IFERROR(\"Oui, à la ligne \" & MATCH(tableFévrier[[#This Row],[Fusion]],tableOctobre[Fusion],0)+1,\"Non trouvé\")","v":"Non trouvé"},null,31033,null,31033]
["BAT04ARM040","Distribution ondulée automates et  IHM","CURA322306","Borne 0607 HS (API sécu BAT04ARM086)","MC",null,"U222ELE","10U",null,"2023-11-07",0,1,0,null,null,"BIOMED_ULIS",{"$error":"#NAME?"},{"$f":"IFERROR(\"Oui, à la ligne \" & MATCH(tableFévrier[[#This Row],[Fusion]],tableOctobre[Fusion],0)+1,\"Non trouvé\")","v":"Non trouvé"},null,31050]
["ALBTRP04","Transpalette peseur UF albumine","CURA322356","Réglage sortie analogique","MC",null,"U440LEV","15U","624 483,00","3000-01-01",0,1,0,null,null,"BIOMED_ULIS",{"$error":"#NAME?"},{"$f":"IFERROR(\"Oui, à la ligne \" & MATCH(tableFévrier[[#This Row],[Fusion]],tableOctobre[Fusion],0)+1,\"Non trouvé\")","v":"Non trouvé"},null,31067,null,31067]
["WFIDIST03","Distillateur eau ppi n°3 FINN-AQUA","CURA322424","Défaut vanne Vapeur Indus","MC",null,"U236WFI","11U",null,"2023-11-09",0,1,0,null,null,"BIOMED_ULIS",{"$error":"#NAME?"},{"$f":"IFERROR(\"Oui, à la ligne \" & MATCH(tableFévrier[[#This Row],[Fusion]],tableOctobre[Fusion],0)+1,\"Non trouvé\")","v":"Non trouvé"},null,31083,null,31083]
["BAT08RC53","Laverie albumine 8RC53","CURA322445","8RC53 - Support rangement collier","MC",null,"U200BATP","13U","624 593,00","3000-01-01",0,1,0,null,null,"BIOMED_ULIS",{"$error":"#NAME?"},{"$f":"IFERROR(\"Oui, à la ligne \" & MATCH(tableFévrier[[#This Row],[Fusion]],tableOctobre[Fusion],0)+1,\"Non trouvé\")","v":"Non trouvé"},null,31100,null,31100]
["BAT08RC217","Pièce 8RC217","CURA322472","SMP AP23 8RC217 joint baguette en bas de la fenêtre","MC",null,"U200BATP","13U","624 623,00","3000-01-01",0,1,0,null,null,"BIOMED_ULIS",{"$error":"#NAME?"},{"$f":"IFERROR(\"Oui, à la ligne \" & MATCH(tableFévrier[[#This Row],[Fusion]],tableOctobre[Fusion],0)+1,\"Non trouvé\")","v":"Non trouvé"},null,31117,null,31117]
["BAT08SS63","ZONE C STOCKAGE ET ADMINISTRATIF","CURA322492","SMP AP23 8SS63 Patins sous pied paillasses (pas inox sur résine)","MC",null,"U200BATP","13U","624 644,00","3000-01-01",0,1,0,null,null,"BIOMED_ULIS",{"$error":"#NAME?"},{"$f":"IFERROR(\"Oui, à la ligne \" & MATCH(tableFévrier[[#This Row],[Fusion]],tableOctobre[Fusion],0)+1,\"Non trouvé\")","v":"Non trouvé"},null,31134,null,31134]
["BAT08SS59","Sas de désinfection et transfert","CURA322511","SMP AP23 8SS59 Porte meuble support batterie","MC",null,"U200BATP","13U","624 663,00","3000-01-01",0,1,0,null,null,"BIOMED_ULIS",{"$error":"#NAME?"},{"$f":"IFERROR(\"Oui, à la ligne \" & MATCH(tableFévrier[[#This Row],[Fusion]],tableOctobre[Fusion],0)+1,\"Non trouvé\")","v":"Non trouvé"},null,31150,null,31150]
["BAT08SS66","LOCAL DE PESEES","CURA322529","SMP AP23 8SS66 Trous mur","MC",null,"U200BATP","13U","624 686,00","3000-01-01",0,1,0,null,null,"BIOMED_ULIS",{"$error":"#NAME?"},{"$f":"IFERROR(\"Oui, à la ligne \" & MATCH(tableFévrier[[#This Row],[Fusion]],tableOctobre[Fusion],0)+1,\"Non trouvé\")","v":"Non trouvé"},null,31166,null,31166]
["BAT08RC104","Atelier  FP immunoglobuline","CURA322556","SMP AP2023 8RC104 Grille AC07R11 A remplacer","MC",null,"U200BATP","10U","624 735,00","3000-01-01",0,1,0,null,null,"BIOMED_ULIS",{"$error":"#NAME?"},{"$f":"IFERROR(\"Oui, à la ligne \" & MATCH(tableFévrier[[#This Row],[Fusion]],tableOctobre[Fusion],0)+1,\"Non trouvé\")","v":"Non trouvé"},null,31183,null,31183]
["BAT08RC109","Atelier filtre press T IV","CURA322574","SMP AP2023 8RC109 Résine en général","MC",null,"U200BATP","13U","624 752,00","3000-01-01",0,1,0,null,null,"BIOMED_ULIS",{"$error":"#NAME?"},{"$f":"IFERROR(\"Oui, à la ligne \" & MATCH(tableFévrier[[#This Row],[Fusion]],tableOctobre[Fusion],0)+1,\"Non trouvé\")","v":"Non trouvé"},null,31200,null,31200]
["GAMC22","Centrifugeuse n°2 gamma","CURA322598","GAMC22 reste bloqué à l'étape fin de refroidissement\"\"","MC",null,"U441","11U",null,"2023-11-11",0,1,0,null,null,"BIOMED_ULIS",{"$error":"#NAME?"},{"$f":"IFERROR(\"Oui, à la ligne \" & MATCH(tableFévrier[[#This Row],[Fusion]],tableOctobre[Fusion],0)+1,\"Non trouvé\")","v":"Non trouvé"},null,31215,null,31215]
["GAMR007","Réacteur n°07 fractionnement gamma","CURA322627","SMP AP2023 8RC62 Vis sous calorifuge GAMR007 & Teflon","MC",null,"U441","11U","624 818,00","3000-01-01",0,1,0,null,null,"BIOMED_ULIS",{"$error":"#NAME?"},{"$f":"IFERROR(\"Oui, à la ligne \" & MATCH(tableFévrier[[#This Row],[Fusion]],tableOctobre[Fusion],0)+1,\"Non trouvé\")","v":"Non trouvé"},null,31232,null,31232]
["BAT08RC45","Atelier cuverie sortie produit UF2","CURA322652","SMP AP2023 8RC45 Résine évacuation ALBTK","MC",null,"U200BATP","13U","624 844,00","3000-01-01",0,1,0,null,null,"BIOMED_ULIS",{"$error":"#NAME?"},{"$f":"IFERROR(\"Oui, à la ligne \" & MATCH(tableFévrier[[#This Row],[Fusion]],tableOctobre[Fusion],0)+1,\"Non trouvé\")","v":"Non trouvé"},null,31249,null,31249]
["BAT08RC59","Atelier UF albumine","CURA322693","SMP AP2023 8RC59  Silicone sous TP ALBTM (et plinthes en général)","MC",null,"U200BATP","13U","624 900,00","3000-01-01",0,1,0,null,null,"BIOMED_ULIS",{"$error":"#NAME?"},{"$f":"IFERROR(\"Oui, à la ligne \" & MATCH(tableFévrier[[#This Row],[Fusion]],tableOctobre[Fusion],0)+1,\"Non trouvé\")","v":"Non trouvé"},null,31266,null,31266]
["NEP04ST04","Station NEP réacteurs + UF Albumine","CURA322712","Demanque solution de lavage","MC",null,"U236NEP","11U",null,"2023-11-14",0,1,0,null,null,"BIOMED_ULIS",{"$error":"#NAME?"},{"$f":"IFERROR(\"Oui, à la ligne \" & MATCH(tableFévrier[[#This Row],[Fusion]],tableOctobre[Fusion],0)+1,\"Non trouvé\")","v":"Non trouvé"},null,31283,null,31283]
["BAT08RC53","Laverie albumine 8RC53","CURA322724","SMP AP2023 8RC53 2 Grilles plafond à identifier et à remplacer","MC",null,"U200BATP","10U","624 934,00","3000-01-01",0,1,0,null,null,"BIOMED_ULIS",{"$error":"#NAME?"},{"$f":"IFERROR(\"Oui, à la ligne \" & MATCH(tableFévrier[[#This Row],[Fusion]],tableOctobre[Fusion],0)+1,\"Non trouvé\")","v":"Non trouvé"},null,31294,null,31294]
["BAT08RC74","Pièce bâtiment 8RC74","CURA322731","SMP AP2023 8RC67 Barre d'angle bureau","MC",null,"U200BATP","13U","624 941,00","3000-01-01",0,1,0,null,null,"BIOMED_ULIS",{"$error":"#NAME?"},{"$f":"IFERROR(\"Oui, à la ligne \" & MATCH(tableFévrier[[#This Row],[Fusion]],tableOctobre[Fusion],0)+1,\"Non trouvé\")","v":"Non trouvé"},null,31300,null,31300]
["MGGCEL10","Chariot tridirectionnel","CURA322748","Chariot tridirectionnel = mise en place guidage pour changement d'allée","MC",null,"U168","15U","624 958,00","3000-01-01",0,1,0,null,null,"BIOMED_ULIS",{"$error":"#NAME?"},{"$f":"IFERROR(\"Oui, à la ligne \" & MATCH(tableFévrier[[#This Row],[Fusion]],tableOctobre[Fusion],0)+1,\"Non trouvé\")","v":"Non trouvé"},null,31317,null,31317]
["PNEUBD01","Réseau de transport par tube pneumatique","CURA322782","Impossible d'envoyer une cartouche","MC",null,"U441","11U",null,"2023-11-14",0,1,0,null,null,"BIOMED_ULIS",{"$error":"#NAME?"},{"$f":"IFERROR(\"Oui, à la ligne \" & MATCH(tableFévrier[[#This Row],[Fusion]],tableOctobre[Fusion],0)+1,\"Non trouvé\")","v":"Non trouvé"},null,31332,null,31332]
["BAT08RC102","Atelier centrifugation immunoglobuline","CURA322810","Luminaire HS en 8RC102","MC",null,"U200BATP","10U","625 246,00","3000-01-01",0,1,0,null,null,"BIOMED_ULIS",{"$error":"#NAME?"},{"$f":"IFERROR(\"Oui, à la ligne \" & MATCH(tableFévrier[[#This Row],[Fusion]],tableOctobre[Fusion],0)+1,\"Non trouvé\")","v":"Non trouvé"},null,31349,null,31349]
["PLAELEV03","Elévateur pneumatique plasma n°3","CURA322835","Capteur HS sur PLAELEV03","MC",null,"U410","11U",null,"2023-11-15",0,1,0,null,null,"BIOMED_ULIS",{"$error":"#NAME?"},{"$f":"IFERROR(\"Oui, à la ligne \" & MATCH(tableFévrier[[#This Row],[Fusion]],tableOctobre[Fusion],0)+1,\"Non trouvé\")","v":"Non trouvé"},null,31366,null,31366]
["COMOUT13","Chariot de COMMAL01-COMMAL02 A3","CURA322875","Etanchéification Roues + Plaques protection angles","MC",null,"U411","11U","625 415,00","3000-01-01",0,1,0,null,null,"BIOMED_ULIS",{"$error":"#NAME?"},{"$f":"IFERROR(\"Oui, à la ligne \" & MATCH(tableFévrier[[#This Row],[Fusion]],tableOctobre[Fusion],0)+1,\"Non trouvé\")","v":"Non trouvé"},null,31383,null,31383]
["MGPPTA10","Porte auto. enrou. entrée cf n°10","CURA322900","Porte bloquer ouverte","MCU",null,"U200BATP","13U","625 463,00","3000-01-01",0,1,0,null,null,"BIOMED_ULIS",{"$error":"#NAME?"},{"$f":"IFERROR(\"Oui, à la ligne \" & MATCH(tableFévrier[[#This Row],[Fusion]],tableOctobre[Fusion],0)+1,\"Non trouvé\")","v":"Non trouvé"},null,31399,null,31399]
["COMOUT12","Chariot de COMMAL01-COMMAL02 A2","CURA322949","Etanchéification Roues + Plaques protection angles","MC",null,"U411","11U","625 526,00","3000-01-01",0,1,0,null,null,"BIOMED_ULIS",{"$error":"#NAME?"},{"$f":"IFERROR(\"Oui, à la ligne \" & MATCH(tableFévrier[[#This Row],[Fusion]],tableOctobre[Fusion],0)+1,\"Non trouvé\")","v":"Non trouvé"},null,31416,null,31416]
["ADEUF123","Skid UFAlbumine","CURA323015","Disjonction 400V","MC",null,"U236NEP","11U","625 632,00","3000-01-01",0,1,0,null,null,"BIOMED_ULIS",{"$error":"#NAME?"},{"$f":"IFERROR(\"Oui, à la ligne \" & MATCH(tableFévrier[[#This Row],[Fusion]],tableOctobre[Fusion],0)+1,\"Non trouvé\")","v":"Non trouvé"},null,31432,null,31432]
["ALBF16","Carter de filtration lenticulaire","CURA323056","Fourniture joint de carter","MC",null,"U440","11U",null,"2023-11-19",0,1,0,null,null,"BIOMED_ULIS",{"$error":"#NAME?"},{"$f":"IFERROR(\"Oui, à la ligne \" & MATCH(tableFévrier[[#This Row],[Fusion]],tableOctobre[Fusion],0)+1,\"Non trouvé\")","v":"Non trouvé"},null,31449,null,31449]
["GAMCT12","Cuve n°2 préparation tampon","CURA323078","Le système d’éclairage de GAMCT12 présente des traces d’oxydation","MC",null,"U441","11U",null,"2023-11-09",0,1,0,null,null,"BIOMED_ULIS",{"$error":"#NAME?"},{"$f":"IFERROR(\"Oui, à la ligne \" & MATCH(tableFévrier[[#This Row],[Fusion]],tableOctobre[Fusion],0)+1,\"Non trouvé\")","v":"Non trouvé"},null,31464,null,31464]
["RF71/72","Production Fluide Frigorigène pour GW5/6","CURA323042","Dégivrage du caisson","MC",null,"U222GW","10U","625 782,00","3000-01-01",0,1,0,null,null,"BIOMED_ULIS",{"$error":"#NAME?"},{"$f":"IFERROR(\"Oui, à la ligne \" & MATCH(tableFévrier[[#This Row],[Fusion]],tableOctobre[Fusion],0)+1,\"Non trouvé\")","v":"Non trouvé"},null,31479,null,31479]
["BAT08RC226","Couloir « flux propre »","CURA323183","Porte de placard cassé","MC",null,"U200BATP","13U","625 833,00","3000-01-01",0,1,0,null,null,"BIOMED_ULIS",{"$error":"#NAME?"},{"$f":"IFERROR(\"Oui, à la ligne \" & MATCH(tableFévrier[[#This Row],[Fusion]],tableOctobre[Fusion],0)+1,\"Non trouvé\")","v":"Non trouvé"},null,31494,null,31494]
["ADEUF123","Skid UFAlbumine","CURA323246","Disjonction 400v","MC",null,"U421DEAE","11U","625 902,00","3000-01-01",0,1,0,null,null,"BIOMED_ULIS",{"$f":"_xlfn.TEXTJOIN(\"\",TRUE,A32706:D32706,H32706,N32706)","v":{"$error":"#NAME?"}},{"$f":"IFERROR(\"Oui, à la ligne \" & MATCH(tableFévrier[[#This Row],[Fusion]],tableOctobre[Fusion],0)+1,\"Non trouvé\")","v":"Non trouvé"},null,31508,null,31508]
["GAMR007","Réacteur n°07 fractionnement gamma","CURA323313","Pas de descente froid","MC",null,"U441","11U",null,"2023-11-22",0,1,0,null,null,"BIOMED_ULIS",{"$error":"#NAME?"},{"$f":"IFERROR(\"Oui, à la ligne \" & MATCH(tableFévrier[[#This Row],[Fusion]],tableOctobre[Fusion],0)+1,\"Non trouvé\")","v":"Non trouvé"},null,31523,null,31523]
["GAMR01","Cuve n°1 remise en solution pâtes gamma","CURA323316","Capteur trou d'homme hs","MC",null,"U441","11U",null,"2023-11-23",0,1,0,null,null,"BIOMED_ULIS",{"$error":"#NAME?"},{"$f":"IFERROR(\"Oui, à la ligne \" & MATCH(tableFévrier[[#This Row],[Fusion]],tableOctobre[Fusion],0)+1,\"Non trouvé\")","v":"Non trouvé"},null,31524,null,31524]
["PLAPEL04","Machine à peler les poches plasma","CURA323384","Remplacement bagues et rouleaux","MC",null,"U410","11U",null,"2023-11-23",0,1,0,null,null,"BIOMED_ULIS",{"$error":"#NAME?"},{"$f":"IFERROR(\"Oui, à la ligne \" & MATCH(tableFévrier[[#This Row],[Fusion]],tableOctobre[Fusion],0)+1,\"Non trouvé\")","v":"Non trouvé"},null,31539,null,31539]
["WFISBD105","Ss boucle FP T I+II+III et laverie 8RC71","CURA323458","Flexible hs","MC",null,"U236WFI","11U",null,"2023-11-25",0,1,0,null,null,"BIOMED_ULIS",{"$error":"#NAME?"},{"$f":"IFERROR(\"Oui, à la ligne \" & MATCH(tableFévrier[[#This Row],[Fusion]],tableOctobre[Fusion],0)+1,\"Non trouvé\")","v":"Non trouvé"},null,31553,null,31553]
["PW31","Prod. Eau purifiée ORION n°1","U_EAUX000072","Maintenance Orions","MPS","AR","U222PW","11U",null,"2024-03-25",3,1,0,365,0,"BIOMED_ULIS",{"$error":"#NAME?"},{"$f":"IFERROR(\"Oui, à la ligne \" & MATCH(tableFévrier[[#This Row],[Fusion]],tableOctobre[Fusion],0)+1,\"Non trouvé\")","v":"Non trouvé"},null,31569,null,31569]
["GAMCP22","Disperseur Fibri TI","CURA323565","Remplacement du variateur","MC",null,"U441",null,null,"2024-03-03",0,1,0,null,null,"BIOMED_ULIS",{"$error":"#NAME?"},{"$f":"IFERROR(\"Oui, à la ligne \" & MATCH(tableFévrier[[#This Row],[Fusion]],tableOctobre[Fusion],0)+1,\"Non trouvé\")","v":"Non trouvé"},null,31586,null,31586]
["MCBFL13","Hotte sécurité microbio (PSM)","U_CLIM000203","Vitesses souff. repri. termi. pour Emery","MPS","CLIM","U640MCB","21U",null,"2024-09-23",3,1,0,365,0,"BIOMED_ULIS",{"$error":"#NAME?"},{"$f":"IFERROR(\"Oui, à la ligne \" & MATCH(tableFévrier[[#This Row],[Fusion]],tableOctobre[Fusion],0)+1,\"Non trouvé\")","v":"Non trouvé"},null,31603,null,31603]
["DDPEQUIP","Equipements dévelop. préclinique r & d","CURA323650","Démontage  de 5 placards dans 3 labos","MC",null,"U850","13U","626 519,00","3000-01-01",0,1,0,null,null,"BIOTECH_ULIS",{"$error":"#NAME?"},{"$f":"IFERROR(\"Oui, à la ligne \" & MATCH(tableFévrier[[#This Row],[Fusion]],tableOctobre[Fusion],0)+1,\"Non trouvé\")","v":"Non trouvé"},null,31620,null,31620]
["BAT08RC61","Local de conditionnement secondaire et pesée back-up","CURA323679","SMP AP23 8 RC61 Grille AC01CE036E07 à siliconner","MC",null,"U200BATP","10U","626 877,00","3000-01-01",0,1,0,null,null,"BIOMED_ULIS",{"$error":"#NAME?"},{"$f":"IFERROR(\"Oui, à la ligne \" & MATCH(tableFévrier[[#This Row],[Fusion]],tableOctobre[Fusion],0)+1,\"Non trouvé\")","v":"Non trouvé"},null,31637,null,31637]
["BAT041410","Local Sas matériel","CURA323705","SMP AP23 41410 silicone","MC",null,"U200BATP","13U","626 903,00","3000-01-01",0,1,0,null,null,"BIOMED_ULIS",{"$error":"#NAME?"},{"$f":"IFERROR(\"Oui, à la ligne \" & MATCH(tableFévrier[[#This Row],[Fusion]],tableOctobre[Fusion],0)+1,\"Non trouvé\")","v":"Non trouvé"},null,31654,null,31654]
["BAT08RC97","Pièce bâtiment 8RC97","CURA323722","SMP AP23 8 RC97 trou cloison","MC",null,"U200BATP","13U","626 922,00","3000-01-01",0,1,0,null,null,"BIOMED_ULIS",{"$error":"#NAME?"},{"$f":"IFERROR(\"Oui, à la ligne \" & MATCH(tableFévrier[[#This Row],[Fusion]],tableOctobre[Fusion],0)+1,\"Non trouvé\")","v":"Non trouvé"},null,31671,null,31671]
["BAT08RC33","Sas lave mains femmes","CURA323740","SMP AP23 8RC33 Manque cache autour de la poignée","MC",null,"U200BATP","13U","626 941,00","3000-01-01",0,1,0,null,null,"BIOMED_ULIS",{"$error":"#NAME?"},{"$f":"IFERROR(\"Oui, à la ligne \" & MATCH(tableFévrier[[#This Row],[Fusion]],tableOctobre[Fusion],0)+1,\"Non trouvé\")","v":"Non trouvé"},null,31688,null,31688]
["GAMF03","Filtre profondeur fibri T1","CURA323776","Mdification du plateau carter GAM F03 ajout de 2 roues multidirectionnelles","MC",null,"U441","11U","627 096,00","3000-01-01",0,1,0,null,null,"BIOMED_ULIS",{"$error":"#NAME?"},{"$f":"IFERROR(\"Oui, à la ligne \" & MATCH(tableFévrier[[#This Row],[Fusion]],tableOctobre[Fusion],0)+1,\"Non trouvé\")","v":"Non trouvé"},null,31704,null,31704]
["WFIHV310_030","Vanne PE sur vanne puisage 031 pt9","U_EAUX000056","Prélèvement d'eau pour analyse","MPS","FLDT","U236WFI","11U",null,"2024-03-15",3,1,0,2,1,"BIOMED_ULIS",{"$error":"#NAME?"},{"$f":"IFERROR(\"Oui, à la ligne \" & MATCH(tableFévrier[[#This Row],[Fusion]],tableOctobre[Fusion],0)+1,\"Non trouvé\")","v":"Non trouvé"},null,31721,null,31721]
["NEP07ST07","Station NEP laverie Gamma","CURA323844","NEP07PV35 en défaut","MC",null,"U236NEP","11U",null,"2023-12-01",0,1,0,null,null,"BIOMED_ULIS",{"$error":"#NAME?"},{"$f":"IFERROR(\"Oui, à la ligne \" & MATCH(tableFévrier[[#This Row],[Fusion]],tableOctobre[Fusion],0)+1,\"Non trouvé\")","v":"Non trouvé"},null,31737,null,31737]
["ALBR006","Réacteur n°6 fractionnement albumine","CURA323889","Raz peson","MC",null,"U440","11U",null,"2023-12-02",0,1,0,null,null,"BIOMED_ULIS",{"$error":"#NAME?"},{"$f":"IFERROR(\"Oui, à la ligne \" & MATCH(tableFévrier[[#This Row],[Fusion]],tableOctobre[Fusion],0)+1,\"Non trouvé\")","v":"Non trouvé"}]
["BAT11PTA39","Porte auto sectionnelle mgp quai n°1","CURA323935","Ecoulement d'eau sur la rampe d'accès quai n°1","MC",null,"U200BATP","13U",null,"2023-11-30",0,1,0,null,null,"BIOMED_ULIS",{"$error":"#NAME?"},{"$f":"IFERROR(\"Oui, à la ligne \" & MATCH(tableFévrier[[#This Row],[Fusion]],tableOctobre[Fusion],0)+1,\"Non trouvé\")","v":"Non trouvé"},null,31764,null,31764]
["MGPGER04","Gerbeur électrique n°4","CURA323936","Fil dénudée plus décharge électrique","MC",null,"U406","15U","627 372,00","3000-01-01",0,1,0,null,null,"BIOMED_ULIS",{"$error":"#NAME?"},{"$f":"IFERROR(\"Oui, à la ligne \" & MATCH(tableFévrier[[#This Row],[Fusion]],tableOctobre[Fusion],0)+1,\"Non trouvé\")","v":"Non trouvé"},null,31765,null,31765]
["BAT08","Bâtiment 8 de production","CURA324027","Réglage pression prod","MC",null,"U200BATP","10U","627 537,00","3000-01-01",0,1,0,null,null,"BIOMED_ULIS",{"$error":"#NAME?"},{"$f":"IFERROR(\"Oui, à la ligne \" & MATCH(tableFévrier[[#This Row],[Fusion]],tableOctobre[Fusion],0)+1,\"Non trouvé\")","v":"Non trouvé"},null,31781,null,31781]
["GW34","Prod. / distrib. Eau glacée +7°C","CURA324079","Ronde vérification température circuit électrique","MC",null,"U222SHW","11U",null,"2023-12-05",0,1,0,null,null,"BIOMED_ULIS",{"$error":"#NAME?"},{"$f":"IFERROR(\"Oui, à la ligne \" & MATCH(tableFévrier[[#This Row],[Fusion]],tableOctobre[Fusion],0)+1,\"Non trouvé\")","v":"Non trouvé"},null,31798,null,31798]
["AC63CT63","Caisson de traitement d'air 11RC35","CURA324163","CTA ne redémarre pas","MC",null,"U222AC","10U","628 068,00","3000-01-01",0,1,0,null,null,"BIOMED_ULIS",{"$error":"#NAME?"},{"$f":"IFERROR(\"Oui, à la ligne \" & MATCH(tableFévrier[[#This Row],[Fusion]],tableOctobre[Fusion],0)+1,\"Non trouvé\")","v":"Non trouvé"},null,31821,null,31821]
["COMOUT04","Chariot de démontage des bols de centri n°4","CURA324208","Renforcement chariot GEA 4/4","MC",null,"U411","11U","628 153,00","3000-01-01",0,1,0,null,null,"BIOMED_ULIS",{"$error":"#NAME?"},{"$f":"IFERROR(\"Oui, à la ligne \" & MATCH(tableFévrier[[#This Row],[Fusion]],tableOctobre[Fusion],0)+1,\"Non trouvé\")","v":"Non trouvé"},null,31830,null,31830]
["GW5/6/7","Production distri. eau glycolée +20°C","CURA324258","Injection produit pour traitement du réseau","MC",null,"U222GW","10U","628 210,00","3000-01-01",0,1,0,null,null,"BIOMED_ULIS",{"$error":"#NAME?"},{"$f":"IFERROR(\"Oui, à la ligne \" & MATCH(tableFévrier[[#This Row],[Fusion]],tableOctobre[Fusion],0)+1,\"Non trouvé\")","v":"Non trouvé"},null,31847,null,31847]
["ALBR20","Cuve sortie produit n°3 UF2","CURA324287","Lancement fonction thermorégulation","MC",null,"U440","11U",null,"2023-12-11",0,1,0,null,null,"BIOMED_ULIS",{"$error":"#NAME?"},{"$f":"IFERROR(\"Oui, à la ligne \" & MATCH(tableFévrier[[#This Row],[Fusion]],tableOctobre[Fusion],0)+1,\"Non trouvé\")","v":"Non trouvé"}]
["WFIPV312_006","Vanne membrane skid DEAE retour SBD","CURA324335","Fuite","MC",null,"U236WFI","11U",null,"2023-12-11",0,1,0,null,null,"BIOMED_ULIS",{"$error":"#NAME?"},{"$f":"IFERROR(\"Oui, à la ligne \" & MATCH(tableFévrier[[#This Row],[Fusion]],tableOctobre[Fusion],0)+1,\"Non trouvé\")","v":"Non trouvé"},null,31878,null,31878]
["FIBIHM1400","Poste opérateur","CURA324408","DCI TW375068 : Ajout groupe AD Service Tech Gen UDEC","MC",null,"U411","12U","628 404,00","3000-01-01",0,1,0,null,null,"BIOMED_ULIS",{"$error":"#NAME?"},{"$f":"IFERROR(\"Oui, à la ligne \" & MATCH(tableFévrier[[#This Row],[Fusion]],tableOctobre[Fusion],0)+1,\"Non trouvé\")","v":"Non trouvé"},null,31895,null,31895]
["OPLCONG33","Congélateur -80°C plasmathèque","CURA324448","Appel intempestif","MC",null,"U601OPL","11U",null,"2023-12-13",0,1,0,null,null,"BIOMED_ULIS",{"$error":"#NAME?"},{"$f":"IFERROR(\"Oui, à la ligne \" & MATCH(tableFévrier[[#This Row],[Fusion]],tableOctobre[Fusion],0)+1,\"Non trouvé\")","v":"Non trouvé"},null,31911,null,31911]
["PLABOL487","Bol de centri BKA28 N°487","CURA324515","Debordement calo","MC",null,"U410","11U",null,"2023-12-13",0,1,0,null,null,"BIOMED_ULIS",{"$error":"#NAME?"},{"$f":"IFERROR(\"Oui, à la ligne \" & MATCH(tableFévrier[[#This Row],[Fusion]],tableOctobre[Fusion],0)+1,\"Non trouvé\")","v":"Non trouvé"},null,31928,null,31928]
["BAT0103","Bâtiment 1 laboratoires de contrôle","CURA324541","Fourniture raccords par le magasin","MC",null,"S244","20U",null,"2023-12-14",0,1,0,null,null,"BIOMED_ULIS",{"$error":"#NAME?"},{"$f":"IFERROR(\"Oui, à la ligne \" & MATCH(tableFévrier[[#This Row],[Fusion]],tableOctobre[Fusion],0)+1,\"Non trouvé\")","v":"Non trouvé"},null,31942,null,31942]
["PLABATI509","Centrifugeuse plasma NS 509","CURA324574","Reglage","MC",null,"U410","11U",null,"2023-12-14",0,1,0,null,null,"BIOMED_ULIS",{"$error":"#NAME?"},{"$f":"IFERROR(\"Oui, à la ligne \" & MATCH(tableFévrier[[#This Row],[Fusion]],tableOctobre[Fusion],0)+1,\"Non trouvé\")","v":"Non trouvé"},null,31958,null,31958]
["WFISBD314","Sous boucle de distibution Alfalastin1","CURA324635","Forçage WFIPV310_042","CON",null,"U236WFI","11U",null,"2023-12-16",0,1,0,null,null,"BIOMED_ULIS",{"$error":"#NAME?"},{"$f":"IFERROR(\"Oui, à la ligne \" & MATCH(tableFévrier[[#This Row],[Fusion]],tableOctobre[Fusion],0)+1,\"Non trouvé\")","v":"Non trouvé"},null,31971,null,31971]
["NEP05ST05","Station NEP laverie Albumine","CURA320881","Défaut CI au début du transfert","MC",null,"U236NEP","11U",null,"2023-12-18",0,1,0,null,null,"BIOMED_ULIS",{"$error":"#NAME?"},{"$f":"IFERROR(\"Oui, à la ligne \" & MATCH(tableFévrier[[#This Row],[Fusion]],tableOctobre[Fusion],0)+1,\"Non trouvé\")","v":"Non trouvé"},null,31985,null,31985]
["BAT04RC404","Local Centrifugation fibri","CURA324686","SMP AP2023 4RC404 Plaque à ajouter pour éviter impacts sur porte d'entrée","MC",null,"U200BATP","13U","629 328,00","3000-01-01",0,1,0,null,null,"BIOMED_ULIS",{"$error":"#NAME?"},{"$f":"IFERROR(\"Oui, à la ligne \" & MATCH(tableFévrier[[#This Row],[Fusion]],tableOctobre[Fusion],0)+1,\"Non trouvé\")","v":"Non trouvé"},null,32001,null,32001]
["BAT20","Poste empot. éthanol dépotage surnageant","CURA324687","SD - Dalle fendu au niveau de la station éthanol","MC",null,"U235BATU","13U","629 329,00","3000-01-01",0,1,0,null,null,"BIOMED_ULIS",{"$error":"#NAME?"},{"$f":"IFERROR(\"Oui, à la ligne \" & MATCH(tableFévrier[[#This Row],[Fusion]],tableOctobre[Fusion],0)+1,\"Non trouvé\")","v":"Non trouvé"},null,32002,null,32002]
["GAMCP22","Disperseur Fibri TI","CURA324719","Ystral backup pour essai de VN","MC",null,"U441","14U","629 361,00","3000-01-01",0,1,0,null,null,"BIOMED_ULIS",{"$error":"#NAME?"},{"$f":"IFERROR(\"Oui, à la ligne \" & MATCH(tableFévrier[[#This Row],[Fusion]],tableOctobre[Fusion],0)+1,\"Non trouvé\")","v":"Non trouvé"},null,32018,null,32018]
["PLACONG02","Congélateur pâte Cryo","CURA324753","Vis manquante sur porte étagère du PLACONG02","MC",null,"U410","10U","629 395,00","3000-01-01",0,1,0,null,null,"BIOMED_ULIS",{"$error":"#NAME?"},{"$f":"IFERROR(\"Oui, à la ligne \" & MATCH(tableFévrier[[#This Row],[Fusion]],tableOctobre[Fusion],0)+1,\"Non trouvé\")","v":"Non trouvé"},null,32034,null,32034]
["BAT04RC420","Local ZT centris fibri","CURA324809","Accès 4RC420 depuis plénum technique - mettre une mousse de protection","MC",null,"U200BATP","13U","629 511,00","3000-01-01",0,1,0,null,null,"BIOMED_ULIS",{"$error":"#NAME?"},{"$f":"IFERROR(\"Oui, à la ligne \" & MATCH(tableFévrier[[#This Row],[Fusion]],tableOctobre[Fusion],0)+1,\"Non trouvé\")","v":"Non trouvé"},null,32049,null,32049]
["BAT08RC66","Pièce bâtiment 8RC66","CURA324855","Nettoyage de l'intérieur des cassies","MC",null,"U200BATP","11U",null,"2023-12-21",0,1,0,null,null,"BIOMED_ULIS",{"$error":"#NAME?"},{"$f":"IFERROR(\"Oui, à la ligne \" & MATCH(tableFévrier[[#This Row],[Fusion]],tableOctobre[Fusion],0)+1,\"Non trouvé\")","v":"Non trouvé"},null,32065,null,32065]
["GAMR41","Réacteur de fractionnement 15 000 litres n°41","CURA324877","Nettoyage et passivation","MC",null,"U441","11U",null,"2023-12-21",0,1,0,null,null,"BIOMED_ULIS",{"$error":"#NAME?"},{"$f":"IFERROR(\"Oui, à la ligne \" & MATCH(tableFévrier[[#This Row],[Fusion]],tableOctobre[Fusion],0)+1,\"Non trouvé\")","v":"Non trouvé"},null,32077,null,32077]
["BAT11","Bâtiment 11 Magasin général et plasma","CURA324935","Fuite d'eau local ONET B11","MC",null,"U235BATL","13U",null,"2023-12-21",0,1,0,null,null,"BIOMED_ULIS",{"$error":"#NAME?"},{"$f":"IFERROR(\"Oui, à la ligne \" & MATCH(tableFévrier[[#This Row],[Fusion]],tableOctobre[Fusion],0)+1,\"Non trouvé\")","v":"Non trouvé"},null,32096,null,32096]
["DDPCONG01","Congélateur Froilabo -80°C n°214665","CURA325036","Défaut température","MC",null,"U850","10U","631 481,00","3000-01-01",0,1,0,null,null,"BIOTECH_ULIS",{"$error":"#NAME?"},{"$f":"IFERROR(\"Oui, à la ligne \" & MATCH(tableFévrier[[#This Row],[Fusion]],tableOctobre[Fusion],0)+1,\"Non trouvé\")","v":"Non trouvé"},null,32113,null,32113]
["GAMPLC07","Automate filtre press gamma GAMFP01","CURA325038","Modification à la suite de la DCI TW 376805","AME",null,"U441","12U","631 624,00","3000-01-01",0,1,0,null,null,"BIOMED_ULIS",{"$error":"#NAME?"},{"$f":"IFERROR(\"Oui, à la ligne \" & MATCH(tableFévrier[[#This Row],[Fusion]],tableOctobre[Fusion],0)+1,\"Non trouvé\")","v":"Non trouvé"},null,32130,null,32130]
["BAT01","Bâtiment 1 commun","CURA325157","Synthèse défaut armoire climatisation","MC",null,"U235BATU","11U","631 718,00","3000-01-01",0,1,0,null,null,"BIOMED_ULIS",{"$error":"#NAME?"},{"$f":"IFERROR(\"Oui, à la ligne \" & MATCH(tableFévrier[[#This Row],[Fusion]],tableOctobre[Fusion],0)+1,\"Non trouvé\")","v":"Non trouvé"},null,32147,null,32147]
["CAF21","Carter filtration n°2 atelier mise en poches UF2","CURA325192","OT de remplacement des Filtres 1 vers 4\"\"","PRO",null,"U440","11U","631 820,00","3000-01-01",0,1,0,null,null,"BIOMED_ULIS",{"$error":"#NAME?"},{"$f":"IFERROR(\"Oui, à la ligne \" & MATCH(tableFévrier[[#This Row],[Fusion]],tableOctobre[Fusion],0)+1,\"Non trouvé\")","v":"Non trouvé"},null,32163,null,32163]
["BAT01","Bâtiment 1 commun","CURA325232","Travaux diver suite DECONGE visite  SMP","MC",null,"U235BATU","13U","631 968,00","3000-01-01",0,1,0,null,null,"BIOMED_ULIS",{"$error":"#NAME?"},{"$f":"IFERROR(\"Oui, à la ligne \" & MATCH(tableFévrier[[#This Row],[Fusion]],tableOctobre[Fusion],0)+1,\"Non trouvé\")","v":"Non trouvé"},null,32177,null,32177]
["AC02R09","Reprise - Grille - 8SS73","CURA325311","Grille de reprise à changer","MC",null,"U222AC","10U","632 562,00","3000-01-01",0,1,0,null,null,"BIOMED_ULIS",{"$error":"#NAME?"},{"$f":"IFERROR(\"Oui, à la ligne \" & MATCH(tableFévrier[[#This Row],[Fusion]],tableOctobre[Fusion],0)+1,\"Non trouvé\")","v":"Non trouvé"},null,32192,null,32192]
["PWPV556","Vanne rempli. PW petit débit NEP02R01","CURA325357","Problème compte rendu de vanne","MC",null,"U236NEP","11U",null,"2024-01-07",0,1,0,null,null,"BIOMED_ULIS",{"$error":"#NAME?"},{"$f":"IFERROR(\"Oui, à la ligne \" & MATCH(tableFévrier[[#This Row],[Fusion]],tableOctobre[Fusion],0)+1,\"Non trouvé\")","v":"Non trouvé"},null,32207,null,32207]
["SQECMT06","Frigo logger n°933954","U_METR000026","Vérification PERIODIQUE labo extérieur","MPS","METR","U603","25U",null,"2024-12-08",3,1,0,52,1,"BIOMED_ULIS",{"$error":"#NAME?"},{"$f":"IFERROR(\"Oui, à la ligne \" & MATCH(tableFévrier[[#This Row],[Fusion]],tableOctobre[Fusion],0)+1,\"Non trouvé\")","v":"Non trouvé"},null,32223,null,32223]
["AC38","Air climatisé vestiaires production B8","CURA325394","Pression trop élevée dans la zone","MC",null,"U222AC","10U","632 676,00","3000-01-01",0,1,0,null,null,"BIOMED_ULIS",{"$error":"#NAME?"},{"$f":"IFERROR(\"Oui, à la ligne \" & MATCH(tableFévrier[[#This Row],[Fusion]],tableOctobre[Fusion],0)+1,\"Non trouvé\")","v":"Non trouvé"},null,32239,null,32239]
["SQECMT11","Frigo logger n°933946","U_METR000026","Vérification PERIODIQUE labo extérieur","MPS","METR","U603","25U",null,"2024-12-08",3,1,0,52,1,"BIOMED_ULIS",{"$error":"#NAME?"},{"$f":"IFERROR(\"Oui, à la ligne \" & MATCH(tableFévrier[[#This Row],[Fusion]],tableOctobre[Fusion],0)+1,\"Non trouvé\")","v":"Non trouvé"},null,32240,null,32240]
["AQVCMT136","Tracksense Frigo temperature n°653458","U_METR000026","Vérification PERIODIQUE labo extérieur","MPS","METR","U730","52U",null,"2024-05-10",3,1,0,52,1,"BIOMED_ULIS",{"$error":"#NAME?"},{"$f":"IFERROR(\"Oui, à la ligne \" & MATCH(tableFévrier[[#This Row],[Fusion]],tableOctobre[Fusion],0)+1,\"Non trouvé\")","v":"Non trouvé"},null,32255,null,32255]
["PLALAV04","Aspirateur Nilfisk","CURA325462","Aspirateur PLALAV04 n'aspire plus","MC",null,"U410","15U","633 035,00","3000-01-01",0,1,0,null,null,"BIOMED_ULIS",{"$error":"#NAME?"},{"$f":"IFERROR(\"Oui, à la ligne \" & MATCH(tableFévrier[[#This Row],[Fusion]],tableOctobre[Fusion],0)+1,\"Non trouvé\")","v":"Non trouvé"},null,32272,null,32272]
["GAMC21","Centrifugeuse n°1 gamma","CURA325537","Défaut de CI","MC",null,"U441","11U","633 156,00","3000-01-01",0,1,0,null,null,"BIOMED_ULIS",{"$error":"#NAME?"},{"$f":"IFERROR(\"Oui, à la ligne \" & MATCH(tableFévrier[[#This Row],[Fusion]],tableOctobre[Fusion],0)+1,\"Non trouvé\")","v":"Non trouvé"},null,32288,null,32288]
["PLALAV05","Aspirateur Nilfisk","CURA325560","N'aspire plus","MC",null,"U410","15U","633 181,00","3000-01-01",0,1,0,null,null,"BIOMED_ULIS",{"$error":"#NAME?"},{"$f":"IFERROR(\"Oui, à la ligne \" & MATCH(tableFévrier[[#This Row],[Fusion]],tableOctobre[Fusion],0)+1,\"Non trouvé\")","v":"Non trouvé"},null,32305,null,32305]
["COMBOL07","Bol BKI n°1736-451","CURA325607","Présence de Particules","MC",null,"U411","11U","633 222,00","3000-01-01",0,1,0,null,null,"BIOMED_ULIS",{"$error":"#NAME?"},{"$f":"IFERROR(\"Oui, à la ligne \" & MATCH(tableFévrier[[#This Row],[Fusion]],tableOctobre[Fusion],0)+1,\"Non trouvé\")","v":"Non trouvé"},null,32322,null,32322]
["NEP01ST01","Station NEP décongélation","CURA325656","Manque solution de lavage","MC",null,"U236NEP","11U","633 561,00","3000-01-01",0,1,0,null,null,"BIOMED_ULIS",{"$error":"#NAME?"},{"$f":"IFERROR(\"Oui, à la ligne \" & MATCH(tableFévrier[[#This Row],[Fusion]],tableOctobre[Fusion],0)+1,\"Non trouvé\")","v":"Non trouvé"},null,32339,null,32339]
["ADEUF124","Skid UF1 Alfa1&2","CURA325700","Disjonction 24V","MC",null,"U421DEAE","11U","633 617,00","3000-01-01",0,1,0,null,null,"BIOMED_ULIS",{"$error":"#NAME?"},{"$f":"IFERROR(\"Oui, à la ligne \" & MATCH(tableFévrier[[#This Row],[Fusion]],tableOctobre[Fusion],0)+1,\"Non trouvé\")","v":"Non trouvé"},null,32351,null,32351]
["BAT08SS73","ACCES SOUS-SOL ET TABLE ELEVATRICE","CURA325723","Disfonctionnement de la porte coulissante","MC",null,"U200BATP","13U","633 651,00","3000-01-01",0,1,0,null,null,"BIOMED_ULIS",{"$error":"#NAME?"},{"$f":"IFERROR(\"Oui, à la ligne \" & MATCH(tableFévrier[[#This Row],[Fusion]],tableOctobre[Fusion],0)+1,\"Non trouvé\")","v":"Non trouvé"},null,32366,null,32366]
["CQBREF03","Réfrigérateur Froilabo n°217810","CURA325779","Alarme haute CQBREF03 / CQBCMT13","MC",null,"U633","10U","633 853,00","3000-01-01",0,1,0,null,null,"BIOTECH_ULIS",{"$error":"#NAME?"},{"$f":"IFERROR(\"Oui, à la ligne \" & MATCH(tableFévrier[[#This Row],[Fusion]],tableOctobre[Fusion],0)+1,\"Non trouvé\")","v":"Non trouvé"}]
["PLAELEV05","Elévateur pneumatique plasma n°5","CURA325831","Test de fonctionnement","MC",null,"U410","11U","633 944,00","3000-01-01",0,1,0,null,null,"BIOMED_ULIS",{"$error":"#NAME?"},{"$f":"IFERROR(\"Oui, à la ligne \" & MATCH(tableFévrier[[#This Row],[Fusion]],tableOctobre[Fusion],0)+1,\"Non trouvé\")","v":"Non trouvé"},null,32399,null,32399]
["ADEUF121","Skid UF ATIII/HEMOLEVEN","CURA325865","Changement de disjoncteur","MC",null,"U421DEAE","11U",null,"2024-01-17",0,1,0,null,null,"BIOMED_ULIS",{"$error":"#NAME?"},{"$f":"IFERROR(\"Oui, à la ligne \" & MATCH(tableFévrier[[#This Row],[Fusion]],tableOctobre[Fusion],0)+1,\"Non trouvé\")","v":"Non trouvé"},null,32415,null,32415]
["ALBFP05","Filtre presse temps IV","CURA325909","Défaut objet non prèt","MC",null,"U440","11U","634 040,00","3000-01-01",0,1,0,null,null,"BIOMED_ULIS",{"$error":"#NAME?"},{"$f":"IFERROR(\"Oui, à la ligne \" & MATCH(tableFévrier[[#This Row],[Fusion]],tableOctobre[Fusion],0)+1,\"Non trouvé\")","v":"Non trouvé"},null,32432,null,32432]
["DDPEQUIP","Equipements dévelop. préclinique r & d","CURA325951","Création d'une plateforme métallique dans le labo 1249","MC",null,"U850","13U","634 135,00","3000-01-01",0,1,0,null,null,"BIOTECH_ULIS",{"$error":"#NAME?"},{"$f":"IFERROR(\"Oui, à la ligne \" & MATCH(tableFévrier[[#This Row],[Fusion]],tableOctobre[Fusion],0)+1,\"Non trouvé\")","v":"Non trouvé"},null,32446,null,32446]
["PW32","Prod. Eau purifiée ORION n°2","CURA325973","Pompe a l'arret","MC",null,"U222PW","11U","634 182,00","3000-01-01",0,1,0,null,null,"BIOMED_ULIS",{"$error":"#NAME?"},{"$f":"IFERROR(\"Oui, à la ligne \" & MATCH(tableFévrier[[#This Row],[Fusion]],tableOctobre[Fusion],0)+1,\"Non trouvé\")","v":"Non trouvé"},null,32462,null,32462]
["RF14EVA02","Evaporateur couloir cf n°13 - 40°C","CURA326033","Dégivrage du caisson","SER",null,"U222RF","10U","634 243,00","3000-01-01",0,1,0,null,null,"BIOMED_ULIS",{"$error":"#NAME?"},{"$f":"IFERROR(\"Oui, à la ligne \" & MATCH(tableFévrier[[#This Row],[Fusion]],tableOctobre[Fusion],0)+1,\"Non trouvé\")","v":"Non trouvé"},null,32479,null,32479]
["RF14RHC01","Moto compresseur n°1 circuit n°4 -40°C","CURA326041","Révision mécanique des 15000h","MC",null,"U222RF","10U",null,"2024-01-22",0,1,0,null,null,"BIOMED_ULIS",{"$error":"#NAME?"},{"$f":"IFERROR(\"Oui, à la ligne \" & MATCH(tableFévrier[[#This Row],[Fusion]],tableOctobre[Fusion],0)+1,\"Non trouvé\")","v":"Non trouvé"},null,32480,null,32480]
["NEP02ST02","Sous-station NEP ADEAE","CURA326109","Défaut objet non prêt","MC",null,"U236NEP","11U","634 350,00","3000-01-01",0,1,0,null,null,"BIOMED_ULIS",{"$error":"#NAME?"},{"$f":"IFERROR(\"Oui, à la ligne \" & MATCH(tableFévrier[[#This Row],[Fusion]],tableOctobre[Fusion],0)+1,\"Non trouvé\")","v":"Non trouvé"},null,32496,null,32496]
["ALBFP06","Filtre-presse albumine T I+II+III","CURA326155","Défaut fonction de soutirage non active","MCU",null,"U440","11U","634 529,00","3000-01-01",0,1,0,null,null,"BIOMED_ULIS",{"$error":"#NAME?"},{"$f":"IFERROR(\"Oui, à la ligne \" & MATCH(tableFévrier[[#This Row],[Fusion]],tableOctobre[Fusion],0)+1,\"Non trouvé\")","v":"Non trouvé"},null,32510,null,32510]
["PLAPP04","Pompe envoi plasma vers PLAC02","CURA326223","Couinement pompe PLAPP04","MC",null,"U410","11U","634 755,00","3000-01-01",0,1,0,null,null,"BIOMED_ULIS",{"$error":"#NAME?"},{"$f":"IFERROR(\"Oui, à la ligne \" & MATCH(tableFévrier[[#This Row],[Fusion]],tableOctobre[Fusion],0)+1,\"Non trouvé\")","v":"Non trouvé"},null,32526,null,32526]
["HNAPV0115","Vanne distribution soude vers CIP02","CURA326255","B4 - CIP02 - Discordances répétées sur vanne distribution soude HNAPV0115","MC",null,"U236NEP","11U",null,"2024-01-25",0,1,0,null,null,"BIOMED_ULIS",{"$error":"#NAME?"},{"$f":"IFERROR(\"Oui, à la ligne \" & MATCH(tableFévrier[[#This Row],[Fusion]],tableOctobre[Fusion],0)+1,\"Non trouvé\")","v":"Non trouvé"},null,32542,null,32542]
["PNEUBD01","Réseau de transport par tube pneumatique","CURA326307","Cartouche bloquée","MC",null,"U441","11U","634 869,00","3000-01-01",0,1,0,null,null,"BIOMED_ULIS",{"$error":"#NAME?"},{"$f":"IFERROR(\"Oui, à la ligne \" & MATCH(tableFévrier[[#This Row],[Fusion]],tableOctobre[Fusion],0)+1,\"Non trouvé\")","v":"Non trouvé"},null,32558,null,32558]
["RF04","Prod. fluide frigo. - 40°C c.froide R&D","CURA326327","Appel GTC","MC",null,"U222RF","11U","634 889,00","3000-01-01",0,1,0,null,null,"BIOMED_ULIS",{"$error":"#NAME?"},{"$f":"IFERROR(\"Oui, à la ligne \" & MATCH(tableFévrier[[#This Row],[Fusion]],tableOctobre[Fusion],0)+1,\"Non trouvé\")","v":"Non trouvé"},null,32573,null,32573]
["BAT08RC103","Atelier UF immunoglobuline","CURA326362","Boitier d'alarme 8RC103 trop bruyant","MC",null,"U200BATP","11U",null,"2024-01-10",0,1,0,null,null,"BIOMED_ULIS",{"$error":"#NAME?"},{"$f":"IFERROR(\"Oui, à la ligne \" & MATCH(tableFévrier[[#This Row],[Fusion]],tableOctobre[Fusion],0)+1,\"Non trouvé\")","v":"Non trouvé"},null,32590,null,32590]
["MGPPTA16","Porte auto. enroul. entrée sas -40°C","CURA326394","RIDEAU + 4 CARISTES CASSE","MC",null,"U406","13U",null,"2024-01-27",0,1,0,null,null,"BIOMED_ULIS",{"$error":"#NAME?"},{"$f":"IFERROR(\"Oui, à la ligne \" & MATCH(tableFévrier[[#This Row],[Fusion]],tableOctobre[Fusion],0)+1,\"Non trouvé\")","v":"Non trouvé"},null,32607]
["BAT08RC07","Sas matériel ville","CURA326414","Installation de distributeur de gants et de masques dans le local 8RC07","MC",null,"U200BATP","13U",null,"2024-01-29",0,1,0,null,null,"BIOMED_ULIS",{"$error":"#NAME?"},{"$f":"IFERROR(\"Oui, à la ligne \" & MATCH(tableFévrier[[#This Row],[Fusion]],tableOctobre[Fusion],0)+1,\"Non trouvé\")","v":"Non trouvé"},null,32615,null,32615]
["BAT04RC401","Local Circulation n°1","CURA326415","Installation d'un distributeur de gants dans le local 4rc401","MC",null,"U200BATP","13U","634 988,00","3000-01-01",0,1,0,null,null,"BIOMED_ULIS",{"$error":"#NAME?"},{"$f":"IFERROR(\"Oui, à la ligne \" & MATCH(tableFévrier[[#This Row],[Fusion]],tableOctobre[Fusion],0)+1,\"Non trouvé\")","v":"Non trouvé"},null,32616,null,32616]
["BAT08RC34","Vestiaires femmes production","CURA326416","Installation d'un distributeur de gants dans le local 8RC34","MC",null,"U200BATP","13U","634 989,00","3000-01-01",0,1,0,null,null,"BIOMED_ULIS",{"$error":"#NAME?"},{"$f":"IFERROR(\"Oui, à la ligne \" & MATCH(tableFévrier[[#This Row],[Fusion]],tableOctobre[Fusion],0)+1,\"Non trouvé\")","v":"Non trouvé"},null,32617,null,32617]
["BAT08RC32","Vestiaires hommes production","CURA326417","Installation d'un distributeur de gants dans le local 8RC32","MC",null,"U200BATP","13U","634 990,00","3000-01-01",0,1,0,null,null,"BIOMED_ULIS",{"$error":"#NAME?"},{"$f":"IFERROR(\"Oui, à la ligne \" & MATCH(tableFévrier[[#This Row],[Fusion]],tableOctobre[Fusion],0)+1,\"Non trouvé\")","v":"Non trouvé"},null,32618,null,32618]
["DCGROB101","Bras de robot n°F16/57UQC1/A/01","CURA326418","Porte robot 1 &2 se ferme très mal et avec difficulté","MC",null,"U411","11U",null,"2024-01-25",0,1,0,null,null,"BIOMED_ULIS",{"$error":"#NAME?"},{"$f":"IFERROR(\"Oui, à la ligne \" & MATCH(tableFévrier[[#This Row],[Fusion]],tableOctobre[Fusion],0)+1,\"Non trouvé\")","v":"Non trouvé"},null,32619,null,32619]
["BAT01SS28","Atelier découpe des poches plasma","CURA326423","Impact sol 1ss31 + 28 +35","MC",null,"U200BATP","13U","634 996,00","3000-01-01",0,1,0,null,null,"BIOMED_ULIS",{"$error":"#NAME?"},{"$f":"IFERROR(\"Oui, à la ligne \" & MATCH(tableFévrier[[#This Row],[Fusion]],tableOctobre[Fusion],0)+1,\"Non trouvé\")","v":"Non trouvé"},null,32620,null,32620]
["BAT01SS08","Local WFI sous boucle ADEAE","CURA326424","Réfection en peinture des équipements","MC",null,"U235BATU","13U",null,"2024-01-30",0,1,0,null,null,"BIOMED_ULIS",{"$error":"#NAME?"},{"$f":"IFERROR(\"Oui, à la ligne \" & MATCH(tableFévrier[[#This Row],[Fusion]],tableOctobre[Fusion],0)+1,\"Non trouvé\")","v":"Non trouvé"},null,32621,null,32621]
["PLACONG08","Congélateur -80° C","CURA326426","Déplacer la sonde PLACMT83 du congélateur pLACONG08","MC",null,"U410","10U","634 999,00","3000-01-01",0,1,0,null,null,"BIOMED_ULIS",{"$error":"#NAME?"},{"$f":"IFERROR(\"Oui, à la ligne \" & MATCH(tableFévrier[[#This Row],[Fusion]],tableOctobre[Fusion],0)+1,\"Non trouvé\")","v":"Non trouvé"},null,32622,null,32622]
["DCGPEL100","Ligne de découpe","CURA326430","Défaut, bloqué a l'étape s'arrêtant\"\"","MC",null,"U200BATP","11U","635 001,00","3000-01-01",0,1,0,null,null,"BIOMED_ULIS",{"$error":"#NAME?"},{"$f":"IFERROR(\"Oui, à la ligne \" & MATCH(tableFévrier[[#This Row],[Fusion]],tableOctobre[Fusion],0)+1,\"Non trouvé\")","v":"Non trouvé"},null,32623,null,32623]
["ALBR006","Réacteur n°6 fractionnement albumine","CURA326431","Ip","MC",null,"U440","11U","635 002,00","3000-01-01",0,1,0,null,null,"BIOMED_ULIS",{"$error":"#NAME?"},{"$f":"IFERROR(\"Oui, à la ligne \" & MATCH(tableFévrier[[#This Row],[Fusion]],tableOctobre[Fusion],0)+1,\"Non trouvé\")","v":"Non trouvé"}]
["ALBCP05","Pompe alimentation FP TIV","CURA326432","Fuite","MC",null,"U440","11U","635 004,00","3000-01-01",0,1,0,null,null,"BIOMED_ULIS",{"$error":"#NAME?"},{"$f":"IFERROR(\"Oui, à la ligne \" & MATCH(tableFévrier[[#This Row],[Fusion]],tableOctobre[Fusion],0)+1,\"Non trouvé\")","v":"Non trouvé"},null,32624,null,32624]
["BAT01SS15","Local technique utilités","CURA326436","Entretien et remise en état des locaux techniques aux sous sol","MC",null,"U235BATU","13U",null,"2024-01-30",0,1,0,null,null,"BIOMED_ULIS",{"$error":"#NAME?"},{"$f":"IFERROR(\"Oui, à la ligne \" & MATCH(tableFévrier[[#This Row],[Fusion]],tableOctobre[Fusion],0)+1,\"Non trouvé\")","v":"Non trouvé"},null,32625,null,32625]
["DCGCONV01","Convoyeur SAS Déchets","CURA326445","Problème GRV","MC",null,"U200BATP","11U","635 009,00","3000-01-01",0,1,0,null,null,"BIOMED_ULIS",{"$error":"#NAME?"},{"$f":"IFERROR(\"Oui, à la ligne \" & MATCH(tableFévrier[[#This Row],[Fusion]],tableOctobre[Fusion],0)+1,\"Non trouvé\")","v":"Non trouvé"},null,32626,null,32626]
["FIBP1400","Pompe péristalt. alimentation FIBC1400","CURA326447","Remplacement tube","MC",null,"U411","11U",null,"2024-01-30",0,1,0,null,null,"BIOMED_ULIS",{"$error":"#NAME?"},{"$f":"IFERROR(\"Oui, à la ligne \" & MATCH(tableFévrier[[#This Row],[Fusion]],tableOctobre[Fusion],0)+1,\"Non trouvé\")","v":"Non trouvé"},null,32627,null,32627]
["AQVCMT138","Tracksense Frigo temperature n°933296","U_METR000026","Vérification PERIODIQUE labo extérieur","MPS","METR","U730","52U",null,"2024-10-19",3,1,0,52,1,"BIOMED_ULIS",{"$error":"#NAME?"},{"$f":"IFERROR(\"Oui, à la ligne \" & MATCH(tableFévrier[[#This Row],[Fusion]],tableOctobre[Fusion],0)+1,\"Non trouvé\")","v":"Non trouvé"},null,32628,null,32628]
["AQVCMT138","Tracksense Frigo temperature n°933296","U_METROLOGIE    26","Vérification CURATIVE labo extérieur","MC","METR","U730","52U",null,"2049-01-30",0,1,0,null,null,"BIOMED_ULIS",{"$error":"#NAME?"},{"$f":"IFERROR(\"Oui, à la ligne \" & MATCH(tableFévrier[[#This Row],[Fusion]],tableOctobre[Fusion],0)+1,\"Non trouvé\")","v":"Non trouvé"},null,32629,null,32629]
["AQVCMT139","Tracksense Frigo temperature n°933271","U_METR000026","Vérification PERIODIQUE labo extérieur","MPS","METR","U730","52U",null,"2024-10-19",3,1,0,52,1,"BIOMED_ULIS",{"$error":"#NAME?"},{"$f":"IFERROR(\"Oui, à la ligne \" & MATCH(tableFévrier[[#This Row],[Fusion]],tableOctobre[Fusion],0)+1,\"Non trouvé\")","v":"Non trouvé"},null,32630,null,32630]
["AQVCMT139","Tracksense Frigo temperature n°933271","U_METROLOGIE    26","Vérification CURATIVE labo extérieur","MC","METR","U730","52U",null,"2049-01-30",0,1,0,null,null,"BIOMED_ULIS",{"$error":"#NAME?"},{"$f":"IFERROR(\"Oui, à la ligne \" & MATCH(tableFévrier[[#This Row],[Fusion]],tableOctobre[Fusion],0)+1,\"Non trouvé\")","v":"Non trouvé"},null,32631,null,32631]
["AQVCMT140","Tracksense Frigo temperature n°933105","U_METR000026","Vérification PERIODIQUE labo extérieur","MPS","METR","U730","52U",null,"2024-10-19",3,1,0,52,1,"BIOMED_ULIS",{"$error":"#NAME?"},{"$f":"IFERROR(\"Oui, à la ligne \" & MATCH(tableFévrier[[#This Row],[Fusion]],tableOctobre[Fusion],0)+1,\"Non trouvé\")","v":"Non trouvé"},null,32632,null,32632]
["AQVCMT140","Tracksense Frigo temperature n°933105","U_METROLOGIE    26","Vérification CURATIVE labo extérieur","MC","METR","U730","52U",null,"2049-01-30",0,1,0,null,null,"BIOMED_ULIS",{"$error":"#NAME?"},{"$f":"IFERROR(\"Oui, à la ligne \" & MATCH(tableFévrier[[#This Row],[Fusion]],tableOctobre[Fusion],0)+1,\"Non trouvé\")","v":"Non trouvé"},null,32633,null,32633]
["AQVCMT141","Tracksense Frigo temperature n°933103","U_METR000026","Vérification PERIODIQUE labo extérieur","MPS","METR","U730","52U",null,"2024-10-19",3,1,0,52,1,"BIOMED_ULIS",{"$error":"#NAME?"},{"$f":"IFERROR(\"Oui, à la ligne \" & MATCH(tableFévrier[[#This Row],[Fusion]],tableOctobre[Fusion],0)+1,\"Non trouvé\")","v":"Non trouvé"},null,32634,null,32634]
["AQVCMT141","Tracksense Frigo temperature n°933103","U_METROLOGIE    26","Vérification CURATIVE labo extérieur","MC","METR","U730","52U",null,"2024-01-30T15:22:28",0,1,0,null,null,"BIOMED_ULIS",{"$error":"#NAME?"},{"$f":"IFERROR(\"Oui, à la ligne \" & MATCH(tableFévrier[[#This Row],[Fusion]],tableOctobre[Fusion],0)+1,\"Non trouvé\")","v":"Non trouvé"},null,32635,null,32635]
["AQVCMT142","Tracksense Frigo temperature n°933100","U_METR000026","Vérification PERIODIQUE labo extérieur","MPS","METR","U730","52U",null,"2024-10-19",3,1,0,52,1,"BIOMED_ULIS",{"$error":"#NAME?"},{"$f":"IFERROR(\"Oui, à la ligne \" & MATCH(tableFévrier[[#This Row],[Fusion]],tableOctobre[Fusion],0)+1,\"Non trouvé\")","v":"Non trouvé"},null,32636,null,32636]
["AQVCMT142","Tracksense Frigo temperature n°933100","U_METROLOGIE    26","Vérification CURATIVE labo extérieur","MC","METR","U730","52U",null,"2049-01-30",0,1,0,null,null,"BIOMED_ULIS",{"$error":"#NAME?"},{"$f":"IFERROR(\"Oui, à la ligne \" & MATCH(tableFévrier[[#This Row],[Fusion]],tableOctobre[Fusion],0)+1,\"Non trouvé\")","v":"Non trouvé"},null,32637,null,32637]
["AQVCMT143","Tracksense Frigo temperature n°933007","U_METR000026","Vérification PERIODIQUE labo extérieur","MPS","METR","U730","52U",null,"2024-10-19",3,1,0,52,1,"BIOMED_ULIS",{"$error":"#NAME?"},{"$f":"IFERROR(\"Oui, à la ligne \" & MATCH(tableFévrier[[#This Row],[Fusion]],tableOctobre[Fusion],0)+1,\"Non trouvé\")","v":"Non trouvé"},null,32638,null,32638]
["AQVCMT143","Tracksense Frigo temperature n°933007","U_METROLOGIE    26","Vérification CURATIVE labo extérieur","MC","METR","U730","52U",null,"2049-01-30",0,1,0,null,null,"BIOMED_ULIS",{"$error":"#NAME?"},{"$f":"IFERROR(\"Oui, à la ligne \" & MATCH(tableFévrier[[#This Row],[Fusion]],tableOctobre[Fusion],0)+1,\"Non trouvé\")","v":"Non trouvé"},null,32639,null,32639]
["AQVCMT144","Tracksense Frigo temperature n°933023","U_METR000026","Vérification PERIODIQUE labo extérieur","MPS","METR","U730","52U",null,"2024-10-19",3,1,0,52,1,"BIOMED_ULIS",{"$error":"#NAME?"},{"$f":"IFERROR(\"Oui, à la ligne \" & MATCH(tableFévrier[[#This Row],[Fusion]],tableOctobre[Fusion],0)+1,\"Non trouvé\")","v":"Non trouvé"},null,32640,null,32640]
["AQVCMT144","Tracksense Frigo temperature n°933023","U_METROLOGIE    26","Vérification CURATIVE labo extérieur","MC","METR","U730","52U",null,"2049-01-30",0,1,0,null,null,"BIOMED_ULIS",{"$error":"#NAME?"},{"$f":"IFERROR(\"Oui, à la ligne \" & MATCH(tableFévrier[[#This Row],[Fusion]],tableOctobre[Fusion],0)+1,\"Non trouvé\")","v":"Non trouvé"},null,32641,null,32641]
["AQVCMT145","Tracksense Frigo temperature n°933080","U_METR000026","Vérification PERIODIQUE labo extérieur","MPS","METR","U730","52U",null,"2024-10-19",3,1,0,52,1,"BIOMED_ULIS",{"$error":"#NAME?"},{"$f":"IFERROR(\"Oui, à la ligne \" & MATCH(tableFévrier[[#This Row],[Fusion]],tableOctobre[Fusion],0)+1,\"Non trouvé\")","v":"Non trouvé"},null,32642,null,32642]
["AQVCMT145","Tracksense Frigo temperature n°933080","U_METROLOGIE    26","Vérification CURATIVE labo extérieur","MC","METR","U730","52U",null,"2049-01-30",0,1,0,null,null,"BIOMED_ULIS",{"$error":"#NAME?"},{"$f":"IFERROR(\"Oui, à la ligne \" & MATCH(tableFévrier[[#This Row],[Fusion]],tableOctobre[Fusion],0)+1,\"Non trouvé\")","v":"Non trouvé"},null,32643,null,32643]
["AQVCMT146","Tracksense Frigo temperature n°933029","U_METR000026","Vérification PERIODIQUE labo extérieur","MPS","METR","U730","52U",null,"2024-10-19",3,1,0,52,1,"BIOMED_ULIS",{"$error":"#NAME?"},{"$f":"IFERROR(\"Oui, à la ligne \" & MATCH(tableFévrier[[#This Row],[Fusion]],tableOctobre[Fusion],0)+1,\"Non trouvé\")","v":"Non trouvé"},null,32644,null,32644]
["AQVCMT146","Tracksense Frigo temperature n°933029","U_METROLOGIE    26","Vérification CURATIVE labo extérieur","MC","METR","U730","52U",null,"2049-01-30",0,1,0,null,null,"BIOMED_ULIS",{"$error":"#NAME?"},{"$f":"IFERROR(\"Oui, à la ligne \" & MATCH(tableFévrier[[#This Row],[Fusion]],tableOctobre[Fusion],0)+1,\"Non trouvé\")","v":"Non trouvé"},null,32645,null,32645]
["AQVCMT147","Tracksense Frigo temperature n°933005","U_METR000026","Vérification PERIODIQUE labo extérieur","MPS","METR","U730","52U",null,"2024-10-19",3,1,0,52,1,"BIOMED_ULIS",{"$error":"#NAME?"},{"$f":"IFERROR(\"Oui, à la ligne \" & MATCH(tableFévrier[[#This Row],[Fusion]],tableOctobre[Fusion],0)+1,\"Non trouvé\")","v":"Non trouvé"},null,32646,null,32646]
["AQVCMT147","Tracksense Frigo temperature n°933005","U_METROLOGIE    26","Vérification CURATIVE labo extérieur","MC","METR","U730","52U",null,"2049-01-30",0,1,0,null,null,"BIOMED_ULIS",{"$error":"#NAME?"},{"$f":"IFERROR(\"Oui, à la ligne \" & MATCH(tableFévrier[[#This Row],[Fusion]],tableOctobre[Fusion],0)+1,\"Non trouvé\")","v":"Non trouvé"},null,32647,null,32647]
["PW32","Prod. Eau purifiée ORION n°2","CURA326450","Remplissage bac bisulfite","CON",null,"U222PW","11U","635 020,00","3000-01-01",0,1,0,null,null,"BIOMED_ULIS",{"$f":"_xlfn.TEXTJOIN(\"\",TRUE,A33922:D33922,H33922,N33922)","v":{"$error":"#NAME?"}},{"$f":"IFERROR(\"Oui, à la ligne \" & MATCH(tableFévrier[[#This Row],[Fusion]],tableOctobre[Fusion],0)+1,\"Non trouvé\")","v":"Non trouvé"}]
["GTCAPPLI2","Application supervision Monitoring","CURA326451","Modification temporisation équipement OLC","AME",null,"U235GTC","12U","635 022,00","3000-01-01",0,1,0,null,null,"BIOMED_ULIS",{"$error":"#NAME?"},{"$f":"IFERROR(\"Oui, à la ligne \" & MATCH(tableFévrier[[#This Row],[Fusion]],tableOctobre[Fusion],0)+1,\"Non trouvé\")","v":"Non trouvé"},null,32648,null,32648]
["NEP05RS310","Flexible NEP05 entrée CUNO","CURA326459","Flexible HS","MC",null,"U440","11U","635 033,00","3000-01-01",0,1,0,null,null,"BIOMED_ULIS",{"$error":"#NAME?"},{"$f":"IFERROR(\"Oui, à la ligne \" & MATCH(tableFévrier[[#This Row],[Fusion]],tableOctobre[Fusion],0)+1,\"Non trouvé\")","v":"Non trouvé"},null,32649,null,32649]
["FIBR30","Cuve mobile FIBR30","CURA326460","Défaut agitation","MC",null,"U411","11U","635 034,00","3000-01-01",0,1,0,null,null,"BIOMED_ULIS",{"$error":"#NAME?"},{"$f":"IFERROR(\"Oui, à la ligne \" & MATCH(tableFévrier[[#This Row],[Fusion]],tableOctobre[Fusion],0)+1,\"Non trouvé\")","v":"Non trouvé"},null,32650,null,32650]
["BAT08RC45","Atelier cuverie sortie produit UF2","CURA326464","Résine du sol en 8RC45 abimée","MC",null,"U200BATP","13U","635 039,00","3000-01-01",0,1,0,null,null,"BIOMED_ULIS",{"$error":"#NAME?"},{"$f":"IFERROR(\"Oui, à la ligne \" & MATCH(tableFévrier[[#This Row],[Fusion]],tableOctobre[Fusion],0)+1,\"Non trouvé\")","v":"Non trouvé"},null,32651,null,32651]
["ALBTRP03","Transpalette peseur UF albumine","CURA326465","Câble et binder hs","MCU",null,"U440LEV","11U","635 042,00","3000-01-01",0,1,0,null,null,"BIOMED_ULIS",{"$error":"#NAME?"},{"$f":"IFERROR(\"Oui, à la ligne \" & MATCH(tableFévrier[[#This Row],[Fusion]],tableOctobre[Fusion],0)+1,\"Non trouvé\")","v":"Non trouvé"},null,32652,null,32652]
["ADEPV112_009","Vanne à membrane auto sortie filtre","CURA326468","Fuite vanne","MC",null,"U421DEAE","11U","635 046,00","3000-01-01",0,1,0,null,null,"BIOMED_ULIS",{"$error":"#NAME?"},{"$f":"IFERROR(\"Oui, à la ligne \" & MATCH(tableFévrier[[#This Row],[Fusion]],tableOctobre[Fusion],0)+1,\"Non trouvé\")","v":"Non trouvé"},null,32653,null,32653]
["AC400CT400","Caisson de traitement d'air neuf Général","CURA326474","Nettoyage marquage sur CTA UDECNEW","AME",null,"U222AC","10U","635 053,00","3000-01-01",0,1,0,null,null,"BIOMED_ULIS",{"$error":"#NAME?"},{"$f":"IFERROR(\"Oui, à la ligne \" & MATCH(tableFévrier[[#This Row],[Fusion]],tableOctobre[Fusion],0)+1,\"Non trouvé\")","v":"Non trouvé"},null,32654,null,32654]
["DDPEQUIP","Equipements dévelop. préclinique r & d","CURA326479","Changement d'un néon dans la laverie Bat 1 / 2 éme étage","MC",null,"U850","10U","635 055,00","3000-01-01",0,1,0,null,null,"BIOTECH_ULIS",{"$error":"#NAME?"},{"$f":"IFERROR(\"Oui, à la ligne \" & MATCH(tableFévrier[[#This Row],[Fusion]],tableOctobre[Fusion],0)+1,\"Non trouvé\")","v":"Non trouvé"},null,32655,null,32655]
["MGPCEL04","Gerbeur R14 CF","CURA326480","Fuite hydraulique sur le R14","MC",null,"U406","15U",null,"2024-01-30",0,1,0,null,null,"BIOMED_ULIS",{"$error":"#NAME?"},{"$f":"IFERROR(\"Oui, à la ligne \" & MATCH(tableFévrier[[#This Row],[Fusion]],tableOctobre[Fusion],0)+1,\"Non trouvé\")","v":"Non trouvé"},null,32656,null,32656]
["BAT08RC53","Laverie albumine 8RC53","CURA326482","Luminaire HS","MC",null,"U200BATP","10U","635 060,00","3000-01-01",0,1,0,null,null,"BIOMED_ULIS",{"$error":"#NAME?"},{"$f":"IFERROR(\"Oui, à la ligne \" & MATCH(tableFévrier[[#This Row],[Fusion]],tableOctobre[Fusion],0)+1,\"Non trouvé\")","v":"Non trouvé"},null,32657,null,32657]
["GAMCP22","Disperseur Fibri TI","CURA326483","Ystral backup pour essai de VN","MC",null,"U441","11U",null,"2024-01-30",0,1,0,null,null,"BIOMED_ULIS",{"$error":"#NAME?"},{"$f":"IFERROR(\"Oui, à la ligne \" & MATCH(tableFévrier[[#This Row],[Fusion]],tableOctobre[Fusion],0)+1,\"Non trouvé\")","v":"Non trouvé"},null,32658,null,32658]
["DCGMC101","Module de coupe et extraction des poches","CURA326485","Absence de détrompeur lame de coupe","MC",null,"U411","11U",null,"2024-01-30",0,1,0,null,null,"BIOMED_ULIS",{"$error":"#NAME?"},{"$f":"IFERROR(\"Oui, à la ligne \" & MATCH(tableFévrier[[#This Row],[Fusion]],tableOctobre[Fusion],0)+1,\"Non trouvé\")","v":"Non trouvé"},null,32659,null,32659]
["DCGR200","Fondoir Décongélation","CURA326489","Défaut de vidange","MC",null,"U411","11U","635 091,00","3000-01-01",0,1,0,null,null,"BIOMED_ULIS",{"$error":"#NAME?"},{"$f":"IFERROR(\"Oui, à la ligne \" & MATCH(tableFévrier[[#This Row],[Fusion]],tableOctobre[Fusion],0)+1,\"Non trouvé\")","v":"Non trouvé"},null,32660,null,32660]
["ALBR006","Réacteur n°6 fractionnement albumine","CURA326490","Raz peson","MC",null,"U440","11U","635 092,00","3000-01-01",0,1,0,null,null,"BIOMED_ULIS",{"$error":"#NAME?"},{"$f":"IFERROR(\"Oui, à la ligne \" & MATCH(tableFévrier[[#This Row],[Fusion]],tableOctobre[Fusion],0)+1,\"Non trouvé\")","v":"Non trouvé"}]
["ALBR005","Réacteur n°5 fractionnement albumine","CURA326491","Disque de rupture hs","MC",null,"U440","11U","635 093,00","3000-01-01",0,1,0,null,null,"BIOMED_ULIS",{"$error":"#NAME?"},{"$f":"IFERROR(\"Oui, à la ligne \" & MATCH(tableFévrier[[#This Row],[Fusion]],tableOctobre[Fusion],0)+1,\"Non trouvé\")","v":"Non trouvé"}]
["BATUSINE","Bâtiments communs","CURA326492","Visite sur site avec NOVALAIR sur l'ensemble des condenseurs","SER",null,"U235BATU","10U","635 094,00","3000-01-01",0,1,0,null,null,"BIOMED_ULIS",{"$error":"#NAME?"},{"$f":"IFERROR(\"Oui, à la ligne \" & MATCH(tableFévrier[[#This Row],[Fusion]],tableOctobre[Fusion],0)+1,\"Non trouvé\")","v":"Non trouvé"},null,32661,null,32661]
["RF14EVA02","Evaporateur couloir cf n°13 - 40°C","CURA326494","Dégivrage du caisson","SER",null,"U222RF","10U","635 096,00","3000-01-01",0,1,0,null,null,"BIOMED_ULIS",{"$error":"#NAME?"},{"$f":"IFERROR(\"Oui, à la ligne \" & MATCH(tableFévrier[[#This Row],[Fusion]],tableOctobre[Fusion],0)+1,\"Non trouvé\")","v":"Non trouvé"},null,32662,null,32662]
["TECHCEL04","Elévateur de personnel  serv. tech.","CURA326502","Nacelle bloquée à -40°C avec le mât déployé","MC",null,"U200","15U",null,"2024-01-31",0,1,0,null,null,"BIOMED_ULIS",{"$error":"#NAME?"},{"$f":"IFERROR(\"Oui, à la ligne \" & MATCH(tableFévrier[[#This Row],[Fusion]],tableOctobre[Fusion],0)+1,\"Non trouvé\")","v":"Non trouvé"},null,32663,null,32663]
["DCGROB102","Bras de robot n°F16/57UQD1/A/01","CURA326506","Barre d'arret des poches hs","MC",null,"U411","11U","635 104,00","3000-01-01",0,1,0,null,null,"BIOMED_ULIS",{"$error":"#NAME?"},{"$f":"IFERROR(\"Oui, à la ligne \" & MATCH(tableFévrier[[#This Row],[Fusion]],tableOctobre[Fusion],0)+1,\"Non trouvé\")","v":"Non trouvé"},null,32664,null,32664]
["DCGMC101","Module de coupe et extraction des poches","CURA326507","Manque entretoise maintien de poignée","MC",null,"U411","11U","635 106,00","3000-01-01",0,1,0,null,null,"BIOMED_ULIS",{"$error":"#NAME?"},{"$f":"IFERROR(\"Oui, à la ligne \" & MATCH(tableFévrier[[#This Row],[Fusion]],tableOctobre[Fusion],0)+1,\"Non trouvé\")","v":"Non trouvé"},null,32665,null,32665]
["NEP06ST06","Station NEP réacteurs Gamma","CURA326509"," flexible HS","MC",null,"U236NEP","11U","635 109,00","3000-01-01",0,1,0,null,null,"BIOMED_ULIS",{"$error":"#NAME?"},{"$f":"IFERROR(\"Oui, à la ligne \" & MATCH(tableFévrier[[#This Row],[Fusion]],tableOctobre[Fusion],0)+1,\"Non trouvé\")","v":"Non trouvé"},null,32666,null,32666]
["NEP10ST10","Station de nettoyage en place n°10","CURA326510"," bocal de chasse a l'air HS","MC",null,"U236NEP","11U","635 110,00","3000-01-01",0,1,0,null,null,"BIOMED_ULIS",{"$error":"#NAME?"},{"$f":"IFERROR(\"Oui, à la ligne \" & MATCH(tableFévrier[[#This Row],[Fusion]],tableOctobre[Fusion],0)+1,\"Non trouvé\")","v":"Non trouvé"}]
["NEP05ST05","Station NEP laverie Albumine","CURA326512"," defaut objet non pret","MC",null,"U236NEP","11U","635 112,00","3000-01-01",0,1,0,null,null,"BIOMED_ULIS",{"$error":"#NAME?"},{"$f":"IFERROR(\"Oui, à la ligne \" & MATCH(tableFévrier[[#This Row],[Fusion]],tableOctobre[Fusion],0)+1,\"Non trouvé\")","v":"Non trouvé"},null,32667,null,32667]
["INDUSOP56","Poste opérateur IHM local 4RC407","CURA326533","Écran noir","AME",null,"U236DIV","12U","635 130,00","3000-01-01",0,1,0,null,null,"BIOMED_ULIS",{"$error":"#NAME?"},{"$f":"IFERROR(\"Oui, à la ligne \" & MATCH(tableFévrier[[#This Row],[Fusion]],tableOctobre[Fusion],0)+1,\"Non trouvé\")","v":"Non trouvé"},null,32668,null,32668]
["WFISBD103","Ss boucle PPI centrale pesée/prépa M.S.","CURA326534","Debit haut","MC",null,"U236WFI","11U","635 135,00","3000-01-01",0,1,0,null,null,"BIOMED_ULIS",{"$error":"#NAME?"},{"$f":"IFERROR(\"Oui, à la ligne \" & MATCH(tableFévrier[[#This Row],[Fusion]],tableOctobre[Fusion],0)+1,\"Non trouvé\")","v":"Non trouvé"},null,32669,null,32669]
["WWR02","Cuve 15 000 litres  effluents NEP","CURA326535","Défaut ph bas","MC",null,"U235WW","11U","635 136,00","3000-01-01",0,1,0,null,null,"BIOMED_ULIS",{"$error":"#NAME?"},{"$f":"IFERROR(\"Oui, à la ligne \" & MATCH(tableFévrier[[#This Row],[Fusion]],tableOctobre[Fusion],0)+1,\"Non trouvé\")","v":"Non trouvé"}]
["ALBR18","Cuve sortie produit n°1 UF2","CURA326536","Investigation écart de poids avant versus après filtration","CON",null,"U440","11U","635 138,00","3000-01-01",0,1,0,null,null,"BIOMED_ULIS",{"$error":"#NAME?"},{"$f":"IFERROR(\"Oui, à la ligne \" & MATCH(tableFévrier[[#This Row],[Fusion]],tableOctobre[Fusion],0)+1,\"Non trouvé\")","v":"Non trouvé"}]
["NEP10F01","Filtre event cuve NEP10R01","CURA326537","Défaut manque solution de lavage","MC",null,"U236NEP","11U","635 139,00","3000-01-01",0,1,0,null,null,"BIOMED_ULIS",{"$error":"#NAME?"},{"$f":"IFERROR(\"Oui, à la ligne \" & MATCH(tableFévrier[[#This Row],[Fusion]],tableOctobre[Fusion],0)+1,\"Non trouvé\")","v":"Non trouvé"},null,32670,null,32670]
["ALBCP05","Pompe alimentation FP TIV","CURA326538","Fuite pompe","MC",null,"U440","11U","635 140,00","3000-01-01",0,1,0,null,null,"BIOMED_ULIS",{"$error":"#NAME?"},{"$f":"IFERROR(\"Oui, à la ligne \" & MATCH(tableFévrier[[#This Row],[Fusion]],tableOctobre[Fusion],0)+1,\"Non trouvé\")","v":"Non trouvé"},null,32671,null,32671]
["PLAIHM01","Poste Op de DECONGELATION n°1","CURA326539","Raccord d'air poteau hs","MC",null,"U236DIV","11U","635 141,00","3000-01-01",0,1,0,null,null,"BIOMED_ULIS",{"$error":"#NAME?"},{"$f":"IFERROR(\"Oui, à la ligne \" & MATCH(tableFévrier[[#This Row],[Fusion]],tableOctobre[Fusion],0)+1,\"Non trouvé\")","v":"Non trouvé"},null,32672,null,32672]
["GAMPLC08","Automate extension B8","CURA326540","Raz peson","MC",null,"U441","11U","635 142,00","3000-01-01",0,1,0,null,null,"BIOMED_ULIS",{"$error":"#NAME?"},{"$f":"IFERROR(\"Oui, à la ligne \" & MATCH(tableFévrier[[#This Row],[Fusion]],tableOctobre[Fusion],0)+1,\"Non trouvé\")","v":"Non trouvé"}]
["BAT08","Bâtiment 8 de production","CURA326541","Défaut armoire fosse d'appoint","MC",null,"U200BATP","11U","635 143,00","3000-01-01",0,1,0,null,null,"BIOMED_ULIS",{"$error":"#NAME?"},{"$f":"IFERROR(\"Oui, à la ligne \" & MATCH(tableFévrier[[#This Row],[Fusion]],tableOctobre[Fusion],0)+1,\"Non trouvé\")","v":"Non trouvé"},null,32673,null,32673]
["INDUSOP60","Poste operateur IHM local 4RC404","CURA326548","B4 - INDUSOP60 non fonctionnel pour Lot FIBRI 24L01092","MC",null,"U236DIV","12U",null,"2024-01-31",0,1,0,null,null,"BIOMED_ULIS",{"$error":"#NAME?"},{"$f":"IFERROR(\"Oui, à la ligne \" & MATCH(tableFévrier[[#This Row],[Fusion]],tableOctobre[Fusion],0)+1,\"Non trouvé\")","v":"Non trouvé"},null,32674,null,32674]
["BAT041419-1","Local Sanitaire hommes","CURA326549","Réparation de la cuvette des toilettes dans le local 41419-1","MC",null,"U200BATP","13U",null,"2024-01-31",0,1,0,null,null,"BIOMED_ULIS",{"$error":"#NAME?"},{"$f":"IFERROR(\"Oui, à la ligne \" & MATCH(tableFévrier[[#This Row],[Fusion]],tableOctobre[Fusion],0)+1,\"Non trouvé\")","v":"Non trouvé"},null,32675,null,32675]
["ISPV0308","Vanne arrivée vapeur CIPHEX0300","CURA326550","B4 - CIP03 - Fuite vapeur sur bride vanne ISPV0308","MC",null,"U236NEP","11U",null,"2024-01-31",0,1,0,null,null,"BIOMED_ULIS",{"$error":"#NAME?"},{"$f":"IFERROR(\"Oui, à la ligne \" & MATCH(tableFévrier[[#This Row],[Fusion]],tableOctobre[Fusion],0)+1,\"Non trouvé\")","v":"Non trouvé"},null,32676,null,32676]
["MGGCEL08","Chariot élévateur","CURA326557","Problème de commande de levée/descente fourches","MC",null,"U168","15U",null,"2024-02-01",0,1,0,null,null,"BIOMED_ULIS",{"$error":"#NAME?"},{"$f":"IFERROR(\"Oui, à la ligne \" & MATCH(tableFévrier[[#This Row],[Fusion]],tableOctobre[Fusion],0)+1,\"Non trouvé\")","v":"Non trouvé"},null,32677,null,32677]
["GW13","Circuit de refroidissement CO2","CURA326558","Intervention sur groupe de location Carrier","MPS",null,"U222GW","10U",null,"2024-02-01",0,1,0,null,null,"BIOMED_ULIS",{"$error":"#NAME?"},{"$f":"IFERROR(\"Oui, à la ligne \" & MATCH(tableFévrier[[#This Row],[Fusion]],tableOctobre[Fusion],0)+1,\"Non trouvé\")","v":"Non trouvé"},null,32678,null,32678]
["BAT08RC141","Pièce bâtiment 8RC141","CURA326561","8RC141 - Poignée de porte menant à la 8RC215 cassée","MC",null,"U200BATP","13U","635 266,00","3000-01-01",0,1,0,null,null,"BIOMED_ULIS",{"$error":"#NAME?"},{"$f":"IFERROR(\"Oui, à la ligne \" & MATCH(tableFévrier[[#This Row],[Fusion]],tableOctobre[Fusion],0)+1,\"Non trouvé\")","v":"Non trouvé"},null,32679,null,32679]
["BAT04PTA05","Porte Découpe P4RC405-1-A","CURA326562","FibriB4 - Porte automatique BAT04PTA05 HS","MC",null,"U200BATP","13U",null,"2024-01-31",0,1,0,null,null,"BIOMED_ULIS",{"$error":"#NAME?"},{"$f":"IFERROR(\"Oui, à la ligne \" & MATCH(tableFévrier[[#This Row],[Fusion]],tableOctobre[Fusion],0)+1,\"Non trouvé\")","v":"Non trouvé"},null,32680,null,32680]
["BAT041404","Local Sas personnel","CURA326564","Creation d'un support brosse soleil","MC",null,"U200BATP","13U","635 272,00","3000-01-01",0,1,0,null,null,"BIOMED_ULIS",{"$error":"#NAME?"},{"$f":"IFERROR(\"Oui, à la ligne \" & MATCH(tableFévrier[[#This Row],[Fusion]],tableOctobre[Fusion],0)+1,\"Non trouvé\")","v":"Non trouvé"},null,32681,null,32681]
["MGGCEL05","Chariot élévateur thermique n°5","CURA326566","Chariot ne démarre pas","MC",null,"U168","15U","635 274,00","3000-01-01",0,1,0,null,null,"BIOMED_ULIS",{"$error":"#NAME?"},{"$f":"IFERROR(\"Oui, à la ligne \" & MATCH(tableFévrier[[#This Row],[Fusion]],tableOctobre[Fusion],0)+1,\"Non trouvé\")","v":"Non trouvé"},null,32682,null,32682]
["TECHCEL08","Elévateur de personnel  serv. tech.","CURA326567","Problème de commande marche avant/arrière","MC",null,"U200","15U",null,"2024-02-01",0,1,0,null,null,"BIOMED_ULIS",{"$error":"#NAME?"},{"$f":"IFERROR(\"Oui, à la ligne \" & MATCH(tableFévrier[[#This Row],[Fusion]],tableOctobre[Fusion],0)+1,\"Non trouvé\")","v":"Non trouvé"},null,32683,null,32683]
["GAMR41","Réacteur de fractionnement 15 000 litres n°41","CURA326573","Bit proteine","MC",null,"U441","11U","635 308,00","3000-01-01",0,1,0,null,null,"BIOMED_ULIS",{"$error":"#NAME?"},{"$f":"IFERROR(\"Oui, à la ligne \" & MATCH(tableFévrier[[#This Row],[Fusion]],tableOctobre[Fusion],0)+1,\"Non trouvé\")","v":"Non trouvé"},null,32684,null,32684]
["CG02EH01","Réchauffeur CO2","CURA326576","Remarque APAVE 2023 Q19: Echauffement anormal du ventilateur d'armoire","MPC",null,"U236","10U","635 311,00","3000-01-01",0,1,0,null,null,"BIOMED_ULIS",{"$error":"#NAME?"},{"$f":"IFERROR(\"Oui, à la ligne \" & MATCH(tableFévrier[[#This Row],[Fusion]],tableOctobre[Fusion],0)+1,\"Non trouvé\")","v":"Non trouvé"},null,32685,null,32685]
["BAT11RC63","Pièce 11RC63 stockage conso plasma","CURA326578","Création de 5 doubles des clés du local de stockage des vêtements froids B11","MC",null,"U200BATP","13U","635 313,00","3000-01-01",0,1,0,null,null,"BIOMED_ULIS",{"$error":"#NAME?"},{"$f":"IFERROR(\"Oui, à la ligne \" & MATCH(tableFévrier[[#This Row],[Fusion]],tableOctobre[Fusion],0)+1,\"Non trouvé\")","v":"Non trouvé"},null,32686,null,32686]
["ALBTN","Tableau soutirage cuve NaCL NACR01","CURA326582","Défaut de détection TN02","MC",null,"U440","11U","635 318,00","3000-01-01",0,1,0,null,null,"BIOMED_ULIS",{"$error":"#NAME?"},{"$f":"IFERROR(\"Oui, à la ligne \" & MATCH(tableFévrier[[#This Row],[Fusion]],tableOctobre[Fusion],0)+1,\"Non trouvé\")","v":"Non trouvé"},null,32687,null,32687]
["COMMAL01","Machine à laver n° 6T090132","CURA326583","Fiabilisation = Modification panier crépine (Diam. des trous)","AME",null,"U411","11U",null,"2024-02-01",0,1,0,null,null,"BIOMED_ULIS",{"$error":"#NAME?"},{"$f":"IFERROR(\"Oui, à la ligne \" & MATCH(tableFévrier[[#This Row],[Fusion]],tableOctobre[Fusion],0)+1,\"Non trouvé\")","v":"Non trouvé"},null,32688,null,32688]
["BAT08","Bâtiment 8 de production","CURA326584","Travaux divers zone GAMMA","MC",null,"U200BATP","13U",null,"2024-02-01",0,1,0,null,null,"BIOMED_ULIS",{"$error":"#NAME?"},{"$f":"IFERROR(\"Oui, à la ligne \" & MATCH(tableFévrier[[#This Row],[Fusion]],tableOctobre[Fusion],0)+1,\"Non trouvé\")","v":"Non trouvé"},null,32689,null,32689]
["BAT08","Bâtiment 8 de production","CURA326585","Porte armoire couloir ADEAE HS","MC",null,"U200BATP","13U","635 321,00","3000-01-01",0,1,0,null,null,"BIOMED_ULIS",{"$error":"#NAME?"},{"$f":"IFERROR(\"Oui, à la ligne \" & MATCH(tableFévrier[[#This Row],[Fusion]],tableOctobre[Fusion],0)+1,\"Non trouvé\")","v":"Non trouvé"},null,32690,null,32690]
["ALBR21","Cuve ajustement UF2","CURA326587","Essai de mesure pression arrivée NEP DW","AME",null,"U440","11U","635 327,00","3000-01-01",0,1,0,null,null,"BIOMED_ULIS",{"$error":"#NAME?"},{"$f":"IFERROR(\"Oui, à la ligne \" & MATCH(tableFévrier[[#This Row],[Fusion]],tableOctobre[Fusion],0)+1,\"Non trouvé\")","v":"Non trouvé"}]
["ADEPP05","Pompe skid d'ajustement n°3","CURA326589","Prise 220V HS","MCU",null,"U421DEAE","11U","635 352,00","3000-01-01",0,1,0,null,null,"BIOMED_ULIS",{"$error":"#NAME?"},{"$f":"IFERROR(\"Oui, à la ligne \" & MATCH(tableFévrier[[#This Row],[Fusion]],tableOctobre[Fusion],0)+1,\"Non trouvé\")","v":"Non trouvé"},null,32691,null,32691]
["DCGCONV01","Convoyeur SAS Déchets","CURA326590","Repositionnement GRV","MCU",null,"U421DEAE","11U","635 353,00","3000-01-01",0,1,0,null,null,"BIOMED_ULIS",{"$error":"#NAME?"},{"$f":"IFERROR(\"Oui, à la ligne \" & MATCH(tableFévrier[[#This Row],[Fusion]],tableOctobre[Fusion],0)+1,\"Non trouvé\")","v":"Non trouvé"},null,32692,null,32692]
["ALBR003","Réacteur n°3 fractionnement albumine","CURA326593","Forçage agitation","MC",null,"U440","11U","635 359,00","3000-01-01",0,1,0,null,null,"BIOMED_ULIS",{"$error":"#NAME?"},{"$f":"IFERROR(\"Oui, à la ligne \" & MATCH(tableFévrier[[#This Row],[Fusion]],tableOctobre[Fusion],0)+1,\"Non trouvé\")","v":"Non trouvé"}]
["PLACONG08","Congélateur -80° C","CURA326594","Appel gtc","MC",null,"U410","11U","635 360,00","3000-01-01",0,1,0,null,null,"BIOMED_ULIS",{"$error":"#NAME?"},{"$f":"IFERROR(\"Oui, à la ligne \" & MATCH(tableFévrier[[#This Row],[Fusion]],tableOctobre[Fusion],0)+1,\"Non trouvé\")","v":"Non trouvé"},null,32693,null,32693]
["GAMR008","Réacteur n°08 fractionnement gamma","CURA326595","Démontage canne évent","MC",null,"U441","11U","635 362,00","3000-01-01",0,1,0,null,null,"BIOMED_ULIS",{"$error":"#NAME?"},{"$f":"IFERROR(\"Oui, à la ligne \" & MATCH(tableFévrier[[#This Row],[Fusion]],tableOctobre[Fusion],0)+1,\"Non trouvé\")","v":"Non trouvé"},null,32694,null,32694]
["GAMR009","Réacteur n°09 fractionnement gamma","CURA326595","Démontage canne évent","MC",null,"U441","11U","635 363,00","3000-01-01",0,1,0,null,null,"BIOMED_ULIS",{"$error":"#NAME?"},{"$f":"IFERROR(\"Oui, à la ligne \" & MATCH(tableFévrier[[#This Row],[Fusion]],tableOctobre[Fusion],0)+1,\"Non trouvé\")","v":"Non trouvé"},null,32695,null,32695]
["GAMR010","Réacteur n°10 fractionnement gamma","CURA326595","Démontage canne évent","MC",null,"U441","11U","635 364,00","3000-01-01",0,1,0,null,null,"BIOMED_ULIS",{"$error":"#NAME?"},{"$f":"IFERROR(\"Oui, à la ligne \" & MATCH(tableFévrier[[#This Row],[Fusion]],tableOctobre[Fusion],0)+1,\"Non trouvé\")","v":"Non trouvé"},null,32696,null,32696]
["BAT08RC65","Pièce bâtiment 8RC65","CURA326596","Cadre de porte décollé","MC",null,"U200BATP","13U","635 365,00","3000-01-01",0,1,0,null,null,"BIOMED_ULIS",{"$error":"#NAME?"},{"$f":"IFERROR(\"Oui, à la ligne \" & MATCH(tableFévrier[[#This Row],[Fusion]],tableOctobre[Fusion],0)+1,\"Non trouvé\")","v":"Non trouvé"},null,32697,null,32697]
["BAT08RC201","Atelier réacteurs de fractionnement","CURA326597","8RC201 - Résine emplacement cuve mobile abimée","MC",null,"U200BATP","13U","635 366,00","3000-01-01",0,1,0,null,null,"BIOMED_ULIS",{"$error":"#NAME?"},{"$f":"IFERROR(\"Oui, à la ligne \" & MATCH(tableFévrier[[#This Row],[Fusion]],tableOctobre[Fusion],0)+1,\"Non trouvé\")","v":"Non trouvé"},null,32698,null,32698]
["BAT08P201","Pièce bâtiment 8P201","CURA326598","8P201 - fuite au niveau de la douche de sécurité","MC",null,"U200BATP","13U",null,"2024-02-01",0,1,0,null,null,"BIOMED_ULIS",{"$error":"#NAME?"},{"$f":"IFERROR(\"Oui, à la ligne \" & MATCH(tableFévrier[[#This Row],[Fusion]],tableOctobre[Fusion],0)+1,\"Non trouvé\")","v":"Non trouvé"},null,32699,null,32699]
["BAT08RC219","Laboratoire in process RDC","CURA326599","8RC219 - Impact sur une paillasse","MC",null,"U200BATP","13U","635 368,00","3000-01-01",0,1,0,null,null,"BIOMED_ULIS",{"$error":"#NAME?"},{"$f":"IFERROR(\"Oui, à la ligne \" & MATCH(tableFévrier[[#This Row],[Fusion]],tableOctobre[Fusion],0)+1,\"Non trouvé\")","v":"Non trouvé"},null,32700,null,32700]
["BAT0103","Bâtiment 1 laboratoires de contrôle","CURA326600","Travaux laboratoire de microbiologie U640","MC",null,"S244","13U",null,"2024-02-01",0,1,0,null,null,"BIOMED_ULIS",{"$error":"#NAME?"},{"$f":"IFERROR(\"Oui, à la ligne \" & MATCH(tableFévrier[[#This Row],[Fusion]],tableOctobre[Fusion],0)+1,\"Non trouvé\")","v":"Non trouvé"},null,32701,null,32701]
["BAT0103","Bâtiment 1 laboratoires de contrôle","CURA326601","Travaux à réaliser au laboratoire de microbiologie U640","MC",null,"S244","13U","635 370,00","3000-01-01",0,1,0,null,null,"BIOMED_ULIS",{"$error":"#NAME?"},{"$f":"IFERROR(\"Oui, à la ligne \" & MATCH(tableFévrier[[#This Row],[Fusion]],tableOctobre[Fusion],0)+1,\"Non trouvé\")","v":"Non trouvé"},null,32702,null,32702]
["BAT08RC97","Pièce bâtiment 8RC97","CURA326602","8RC97 - Déchirure tapis antibactérien","MC",null,"U200BATP","13U","635 371,00","3000-01-01",0,1,0,null,null,"BIOMED_ULIS",{"$f":"_xlfn.TEXTJOIN(\"\",TRUE,A33986:D33986,H33986,N33986)","v":{"$error":"#NAME?"}},{"$f":"IFERROR(\"Oui, à la ligne \" & MATCH(tableFévrier[[#This Row],[Fusion]],tableOctobre[Fusion],0)+1,\"Non trouvé\")","v":"Non trouvé"},null,32703,null,32703]
["BAT04","Bâtiment 4 Centrale énergie","CURA326603","Réfection peinture sous-sol bas d'escalier BAT 04 locaux technique","MC",null,"U235BATL","40U",null,"2024-02-01",0,1,0,null,null,"BIOMED_ULIS",{"$error":"#NAME?"},{"$f":"IFERROR(\"Oui, à la ligne \" & MATCH(tableFévrier[[#This Row],[Fusion]],tableOctobre[Fusion],0)+1,\"Non trouvé\")","v":"Non trouvé"},null,32704,null,32704]
["BAT08RC109","Atelier filtre press T IV","CURA326604","Vitre 8RC109 fissurée","MC",null,"U200BATP","13U","635 373,00","3000-01-01",0,1,0,null,null,"BIOMED_ULIS",{"$error":"#NAME?"},{"$f":"IFERROR(\"Oui, à la ligne \" & MATCH(tableFévrier[[#This Row],[Fusion]],tableOctobre[Fusion],0)+1,\"Non trouvé\")","v":"Non trouvé"},null,32705,null,32705]
["DCGPEL100","Ligne de découpe","CURA326609","Fiabilisation : Résistance de freinage","AME",null,"U411","11U",null,"2024-02-02",0,1,0,null,null,"BIOMED_ULIS",{"$error":"#NAME?"},{"$f":"IFERROR(\"Oui, à la ligne \" & MATCH(tableFévrier[[#This Row],[Fusion]],tableOctobre[Fusion],0)+1,\"Non trouvé\")","v":"Non trouvé"},null,32706,null,32706]
["CIP03ST03","Station CIP n°3 Décongélation","CURA326626","Fuite vapeur => DIT0115616","MC",null,"U236NEP","11U","635 395,00","3000-01-01",0,1,0,null,null,"BIOMED_ULIS",{"$error":"#NAME?"},{"$f":"IFERROR(\"Oui, à la ligne \" & MATCH(tableFévrier[[#This Row],[Fusion]],tableOctobre[Fusion],0)+1,\"Non trouvé\")","v":"Non trouvé"}]
["BAT08","Bâtiment 8 de production","CURA326627","Nettoyage de zone","MC",null,"U200BATP","11U","635 396,00","3000-01-01",0,1,0,null,null,"BIOMED_ULIS",{"$error":"#NAME?"},{"$f":"IFERROR(\"Oui, à la ligne \" & MATCH(tableFévrier[[#This Row],[Fusion]],tableOctobre[Fusion],0)+1,\"Non trouvé\")","v":"Non trouvé"},null,32707,null,32707]
["ADEFL01","Hotte à flux laminaire pièce 8RC213","CURA326638","Flux laminaire ADEFL01 non conforme en vitesses","MC",null,"U421DEAE","10U",null,"2024-02-01",0,1,0,null,null,"BIOMED_ULIS",{"$error":"#NAME?"},{"$f":"IFERROR(\"Oui, à la ligne \" & MATCH(tableFévrier[[#This Row],[Fusion]],tableOctobre[Fusion],0)+1,\"Non trouvé\")","v":"Non trouvé"},null,32708,null,32708]
["MGGTRP19","Transpalette électrique peseur","CURA326640","Problème de levage","MC",null,"U168","15U",null,"2024-02-02",0,1,0,null,null,"BIOMED_ULIS",{"$error":"#NAME?"},{"$f":"IFERROR(\"Oui, à la ligne \" & MATCH(tableFévrier[[#This Row],[Fusion]],tableOctobre[Fusion],0)+1,\"Non trouvé\")","v":"Non trouvé"},null,32709,null,32709]
["CA","Produc. et distribution d'air comprimée","CURA326641","Suivi des réseaux départ air comprimé","SER",null,"U222CA","10U","635 417,00","3000-01-01",0,1,0,null,null,"BIOMED_ULIS",{"$error":"#NAME?"},{"$f":"IFERROR(\"Oui, à la ligne \" & MATCH(tableFévrier[[#This Row],[Fusion]],tableOctobre[Fusion],0)+1,\"Non trouvé\")","v":"Non trouvé"},null,32710]
["AC07","Air climatisé ateliers +4° gamma","CURA326648","Manque vis grille 8RC101 et étiquette grille reprise AC07R09","MC",null,"U200BATP","10U","635 428,00","3000-01-01",0,1,0,null,null,"BIOMED_ULIS",{"$error":"#NAME?"},{"$f":"IFERROR(\"Oui, à la ligne \" & MATCH(tableFévrier[[#This Row],[Fusion]],tableOctobre[Fusion],0)+1,\"Non trouvé\")","v":"Non trouvé"},null,32711,null,32711]
["WFISBD208","Sous boucle de distribution extension B8","CURA326650","Défaut température en distribution","MC",null,"U236WFI","11U","635 430,00","3000-01-01",0,1,0,null,null,"BIOMED_ULIS",{"$error":"#NAME?"},{"$f":"IFERROR(\"Oui, à la ligne \" & MATCH(tableFévrier[[#This Row],[Fusion]],tableOctobre[Fusion],0)+1,\"Non trouvé\")","v":"Non trouvé"},null,32712,null,32712]
["WFISBD314","Sous boucle de distibution Alfalastin1","CURA326651","Défaut grave","MC",null,"U236WFI","11U","635 431,00","3000-01-01",0,1,0,null,null,"BIOMED_ULIS",{"$error":"#NAME?"},{"$f":"IFERROR(\"Oui, à la ligne \" & MATCH(tableFévrier[[#This Row],[Fusion]],tableOctobre[Fusion],0)+1,\"Non trouvé\")","v":"Non trouvé"},null,32713,null,32713]
["ALBHV27","Vanne bac trempage ALBBH01","CURA326653","Poignet de bac pour remise en état cassé","MC",null,"U440","11U",null,"2024-02-01",0,1,0,null,null,"BIOMED_ULIS",{"$error":"#NAME?"},{"$f":"IFERROR(\"Oui, à la ligne \" & MATCH(tableFévrier[[#This Row],[Fusion]],tableOctobre[Fusion],0)+1,\"Non trouvé\")","v":"Non trouvé"},null,32714,null,32714]
["DCGIHM11","Pupitre du Convoyeur du haut","CURA326656","Reboot ecran","MC",null,"U411","11U","635 436,00","3000-01-01",0,1,0,null,null,"BIOMED_ULIS",{"$error":"#NAME?"},{"$f":"IFERROR(\"Oui, à la ligne \" & MATCH(tableFévrier[[#This Row],[Fusion]],tableOctobre[Fusion],0)+1,\"Non trouvé\")","v":"Non trouvé"},null,32715,null,32715]
["WFICMF11","Affichage débit sous boucle SBD105","CURA326657","Resserage","MC",null,"U236WFI","11U","635 437,00","3000-01-01",0,1,0,null,null,"BIOMED_ULIS",{"$error":"#NAME?"},{"$f":"IFERROR(\"Oui, à la ligne \" & MATCH(tableFévrier[[#This Row],[Fusion]],tableOctobre[Fusion],0)+1,\"Non trouvé\")","v":"Non trouvé"}]
["BATEX","Extérieurs bâtiments","CURA326663","Terrasse entresol","MC",null,"S244","13U","635 462,00","3000-01-01",0,1,0,null,null,"BIOMED_ULIS",{"$error":"#NAME?"},{"$f":"IFERROR(\"Oui, à la ligne \" & MATCH(tableFévrier[[#This Row],[Fusion]],tableOctobre[Fusion],0)+1,\"Non trouvé\")","v":"Non trouvé"},null,32717,null,32717]
["SGTRA04","Tracteur ramassage déchets","CURA326667","Système verrouillage porte HS","MC",null,"U130","15U","635 466,00","3000-01-01",0,1,0,null,null,"BIOMED_ULIS",{"$error":"#NAME?"},{"$f":"IFERROR(\"Oui, à la ligne \" & MATCH(tableFévrier[[#This Row],[Fusion]],tableOctobre[Fusion],0)+1,\"Non trouvé\")","v":"Non trouvé"},null,32718,null,32718]
["MGGCEL10","Chariot tridirectionnel","CURA326668","Rétro viseur et pince document cassé","MC",null,"U168","15U",null,"2024-02-02",0,1,0,null,null,"BIOMED_ULIS",{"$error":"#NAME?"},{"$f":"IFERROR(\"Oui, à la ligne \" & MATCH(tableFévrier[[#This Row],[Fusion]],tableOctobre[Fusion],0)+1,\"Non trouvé\")","v":"Non trouvé"},null,32719,null,32719]
["BAT0101","Bâtiment 1 1étage","CURA326669","Manque interrupteur dans les toilettes en 1143","MCU",null,"S244","10U","635 472,00","3000-01-01",0,1,0,null,null,"BIOMED_ULIS",{"$error":"#NAME?"},{"$f":"IFERROR(\"Oui, à la ligne \" & MATCH(tableFévrier[[#This Row],[Fusion]],tableOctobre[Fusion],0)+1,\"Non trouvé\")","v":"Non trouvé"},null,32720,null,32720]
["NEP06ST06","Station NEP réacteurs Gamma","CURA326670","Fuite flexible","MC",null,"U236NEP","11U",null,"2024-02-02",0,1,0,null,null,"BIOMED_ULIS",{"$error":"#NAME?"},{"$f":"IFERROR(\"Oui, à la ligne \" & MATCH(tableFévrier[[#This Row],[Fusion]],tableOctobre[Fusion],0)+1,\"Non trouvé\")","v":"Non trouvé"},null,32721,null,32721]
["NEP10ST10","Station de nettoyage en place n°10","CURA326671","Clapet de chasse AC HS","MC",null,"U236NEP","11U","635 474,00","3000-01-01",0,1,0,null,null,"BIOMED_ULIS",{"$error":"#NAME?"},{"$f":"IFERROR(\"Oui, à la ligne \" & MATCH(tableFévrier[[#This Row],[Fusion]],tableOctobre[Fusion],0)+1,\"Non trouvé\")","v":"Non trouvé"}]
["ALBCP05","Pompe alimentation FP TIV","CURA326673","Fuite","MC",null,"U440","11U","635 477,00","3000-01-01",0,1,0,null,null,"BIOMED_ULIS",{"$error":"#NAME?"},{"$f":"IFERROR(\"Oui, à la ligne \" & MATCH(tableFévrier[[#This Row],[Fusion]],tableOctobre[Fusion],0)+1,\"Non trouvé\")","v":"Non trouvé"},null,32722,null,32722]
["GAMCP23","Pompe transfert du tableau GAMTA vers FP","CURA326674","Echange PPE","MC",null,"U411","11U","635 478,00","3000-01-01",0,1,0,null,null,"BIOMED_ULIS",{"$error":"#NAME?"},{"$f":"IFERROR(\"Oui, à la ligne \" & MATCH(tableFévrier[[#This Row],[Fusion]],tableOctobre[Fusion],0)+1,\"Non trouvé\")","v":"Non trouvé"},null,32723,null,32723]
["PLAPEL02","Machine à peler les poches plasma","CURA326675","Vis bloqué","MC",null,"U411","11U","635 479,00","3000-01-01",0,1,0,null,null,"BIOMED_ULIS",{"$error":"#NAME?"},{"$f":"IFERROR(\"Oui, à la ligne \" & MATCH(tableFévrier[[#This Row],[Fusion]],tableOctobre[Fusion],0)+1,\"Non trouvé\")","v":"Non trouvé"},null,32724,null,32724]
["BAT08RC106","Laverie centris gamma","CURA326676","Support carton de remise en état 8RC106","MC",null,"U200BATP","13U","635 480,00","3000-01-01",0,1,0,null,null,"BIOMED_ULIS",{"$error":"#NAME?"},{"$f":"IFERROR(\"Oui, à la ligne \" & MATCH(tableFévrier[[#This Row],[Fusion]],tableOctobre[Fusion],0)+1,\"Non trouvé\")","v":"Non trouvé"},null,32725,null,32725]
["BAT11","Bâtiment 11 Magasin général et plasma","CURA326677","Resserrer les écrous des pares-chocs au sol du SAS 11RC07 (salle de tri)","MC",null,"U235BATL","40U",null,"2024-02-02",0,1,0,null,null,"BIOMED_ULIS",{"$error":"#NAME?"},{"$f":"IFERROR(\"Oui, à la ligne \" & MATCH(tableFévrier[[#This Row],[Fusion]],tableOctobre[Fusion],0)+1,\"Non trouvé\")","v":"Non trouvé"},null,32726,null,32726]
["BAT08RC217","Pièce 8RC217","CURA326678","Support poubelle cassé","MC",null,"U200BATP","13U","635 482,00","3000-01-01",0,1,0,null,null,"BIOMED_ULIS",{"$error":"#NAME?"},{"$f":"IFERROR(\"Oui, à la ligne \" & MATCH(tableFévrier[[#This Row],[Fusion]],tableOctobre[Fusion],0)+1,\"Non trouvé\")","v":"Non trouvé"},null,32727,null,32727]
["BAT11","Bâtiment 11 Magasin général et plasma","CURA326679","Installation de paternes à coques de sécurité dans le local 11RC19","MC",null,"U235BATL","40U",null,"2024-02-02",0,1,0,null,null,"BIOMED_ULIS",{"$error":"#NAME?"},{"$f":"IFERROR(\"Oui, à la ligne \" & MATCH(tableFévrier[[#This Row],[Fusion]],tableOctobre[Fusion],0)+1,\"Non trouvé\")","v":"Non trouvé"},null,32728,null,32728]
["NEP07ST07","Station NEP laverie Gamma","CURA326680","Défaut contrôle débit à la PW","MC",null,"U236NEP","11U",null,"2024-02-03",0,1,0,null,null,"BIOMED_ULIS",{"$error":"#NAME?"},{"$f":"IFERROR(\"Oui, à la ligne \" & MATCH(tableFévrier[[#This Row],[Fusion]],tableOctobre[Fusion],0)+1,\"Non trouvé\")","v":"Non trouvé"},null,32729,null,32729]
["NEP04ST04","Station NEP réacteurs + UF Albumine","CURA326681","Défaut poids haut ALBR004","MC",null,"U236NEP","11U","635 485,00","3000-01-01",0,1,0,null,null,"BIOMED_ULIS",{"$error":"#NAME?"},{"$f":"IFERROR(\"Oui, à la ligne \" & MATCH(tableFévrier[[#This Row],[Fusion]],tableOctobre[Fusion],0)+1,\"Non trouvé\")","v":"Non trouvé"},null,32730,null,32730]
["PW33","Prod. Eau purifiée ORION n°3","CURA326682","Pression + AIT 11","MC",null,"U222PW","11U","635 486,00","3000-01-01",0,1,0,null,null,"BIOMED_ULIS",{"$error":"#NAME?"},{"$f":"IFERROR(\"Oui, à la ligne \" & MATCH(tableFévrier[[#This Row],[Fusion]],tableOctobre[Fusion],0)+1,\"Non trouvé\")","v":"Non trouvé"}]
["ALBR006","Réacteur n°6 fractionnement albumine","CURA326683","Demande de RAZ","MC",null,"U440","11U","635 487,00","3000-01-01",0,1,0,null,null,"BIOMED_ULIS",{"$error":"#NAME?"},{"$f":"IFERROR(\"Oui, à la ligne \" & MATCH(tableFévrier[[#This Row],[Fusion]],tableOctobre[Fusion],0)+1,\"Non trouvé\")","v":"Non trouvé"}]
["ALBR004","Réacteur n°4 fractionnement albumine","CURA326684","Demande de RAZ","MC",null,"U440","11U","635 488,00","3000-01-01",0,1,0,null,null,"BIOMED_ULIS",{"$error":"#NAME?"},{"$f":"IFERROR(\"Oui, à la ligne \" & MATCH(tableFévrier[[#This Row],[Fusion]],tableOctobre[Fusion],0)+1,\"Non trouvé\")","v":"Non trouvé"}]
["RF13","Production n°3 fluide frigorigène -40°C","CURA326685","RF13RHC01 - DISJONCTION MOTEUR","MC",null,"U222RF","11U","635 489,00","3000-01-01",0,1,0,null,null,"BIOMED_ULIS",{"$error":"#NAME?"},{"$f":"IFERROR(\"Oui, à la ligne \" & MATCH(tableFévrier[[#This Row],[Fusion]],tableOctobre[Fusion],0)+1,\"Non trouvé\")","v":"Non trouvé"},null,32731,null,32731]
["GAMR42","Réacteur 15m3 n°42","CURA326686","Demande de RAZ pezon","MC",null,"U441","11U","635 490,00","3000-01-01",0,1,0,null,null,"BIOMED_ULIS",{"$error":"#NAME?"},{"$f":"IFERROR(\"Oui, à la ligne \" & MATCH(tableFévrier[[#This Row],[Fusion]],tableOctobre[Fusion],0)+1,\"Non trouvé\")","v":"Non trouvé"},null,32732,null,32732]
["ELEARM100","TD Auxiliaire B24","CURA326687","B24 Synthèse alarme partie commune","MC",null,"U222ELE","11U",null,"2024-02-03",0,1,0,null,null,"BIOMED_ULIS",{"$error":"#NAME?"},{"$f":"IFERROR(\"Oui, à la ligne \" & MATCH(tableFévrier[[#This Row],[Fusion]],tableOctobre[Fusion],0)+1,\"Non trouvé\")","v":"Non trouvé"},null,32733,null,32733]
["GAMFCS05","Débimètre massique fibrinogène TI","CURA326689","Défaut CMC rincage non conforme.","MC",null,"U236NEP","11U","635 495,00","3000-01-01",0,1,0,null,null,"BIOMED_ULIS",{"$error":"#NAME?"},{"$f":"IFERROR(\"Oui, à la ligne \" & MATCH(tableFévrier[[#This Row],[Fusion]],tableOctobre[Fusion],0)+1,\"Non trouvé\")","v":"Non trouvé"},null,32734,null,32734]
["ETALCMT96","Etalon de T° WIKA","CURA326690","Pile à remplacer","MC",null,"U205","50U",null,"2024-02-04",0,1,0,null,null,"BIOMED_ULIS",{"$error":"#NAME?"},{"$f":"IFERROR(\"Oui, à la ligne \" & MATCH(tableFévrier[[#This Row],[Fusion]],tableOctobre[Fusion],0)+1,\"Non trouvé\")","v":"Non trouvé"},null,32735,null,32735]
["CIP02ST02","Station CIP n°2 Commun","CURA326692","Fuites vapeur","MC",null,"U236NEP","11U","635 498,00","3000-01-01",0,1,0,null,null,"BIOMED_ULIS",{"$error":"#NAME?"},{"$f":"IFERROR(\"Oui, à la ligne \" & MATCH(tableFévrier[[#This Row],[Fusion]],tableOctobre[Fusion],0)+1,\"Non trouvé\")","v":"Non trouvé"}]
["CIP01ST01","Station CIP n°1 Fibrinogéne","CURA326693","Fuites vapeur","MC",null,"U236NEP","11U","635 499,00","3000-01-01",0,1,0,null,null,"BIOMED_ULIS",{"$error":"#NAME?"},{"$f":"IFERROR(\"Oui, à la ligne \" & MATCH(tableFévrier[[#This Row],[Fusion]],tableOctobre[Fusion],0)+1,\"Non trouvé\")","v":"Non trouvé"},null,32736,null,32736]
["APMELEV01","Table élévatrice Atelier Prépa. Mat.","CURA326694","Monte charge en défaut","MC",null,"U408PMML","11U","635 500,00","3000-01-01",0,1,0,null,null,"ULIS",{"$error":"#NAME?"},{"$f":"IFERROR(\"Oui, à la ligne \" & MATCH(tableFévrier[[#This Row],[Fusion]],tableOctobre[Fusion],0)+1,\"Non trouvé\")","v":"Non trouvé"},null,32737,null,32737]
["GAMBOL964","Bol de centri BKA45 n°964","CURA326695","Double enveloppe","MC",null,"U441","11U","635 501,00","3000-01-01",0,1,0,null,null,"BIOMED_ULIS",{"$error":"#NAME?"},{"$f":"IFERROR(\"Oui, à la ligne \" & MATCH(tableFévrier[[#This Row],[Fusion]],tableOctobre[Fusion],0)+1,\"Non trouvé\")","v":"Non trouvé"},null,32738,null,32738]
["GAMBOL287","Bol de centri BKA45 n°287","CURA326696","Double enveloppe","MC",null,"U441","11U","635 502,00","3000-01-01",0,1,0,null,null,"BIOMED_ULIS",{"$error":"#NAME?"},{"$f":"IFERROR(\"Oui, à la ligne \" & MATCH(tableFévrier[[#This Row],[Fusion]],tableOctobre[Fusion],0)+1,\"Non trouvé\")","v":"Non trouvé"},null,32739,null,32739]
["WECP06","Pompe vidange bac FP TIV","CURA326701","Garniture HS","MC",null,"U440","11U","635 507,00","3000-01-01",0,1,0,null,null,"BIOMED_ULIS",{"$error":"#NAME?"},{"$f":"IFERROR(\"Oui, à la ligne \" & MATCH(tableFévrier[[#This Row],[Fusion]],tableOctobre[Fusion],0)+1,\"Non trouvé\")","v":"Non trouvé"},null,32740,null,32740]
["ALBFP06","Filtre-presse albumine T I+II+III","CURA326702","Défaut vitesse de montée en pression du FP","MC",null,"U440","11U","635 508,00","3000-01-01",0,1,0,null,null,"BIOMED_ULIS",{"$error":"#NAME?"},{"$f":"IFERROR(\"Oui, à la ligne \" & MATCH(tableFévrier[[#This Row],[Fusion]],tableOctobre[Fusion],0)+1,\"Non trouvé\")","v":"Non trouvé"},null,32741,null,32741]
["ALBTRP04","Transpalette peseur UF albumine","CURA326703","Chargeur HS","MC",null,"U440LEV","11U",null,"2024-02-05",0,1,0,null,null,"BIOMED_ULIS",{"$error":"#NAME?"},{"$f":"IFERROR(\"Oui, à la ligne \" & MATCH(tableFévrier[[#This Row],[Fusion]],tableOctobre[Fusion],0)+1,\"Non trouvé\")","v":"Non trouvé"},null,32742,null,32742]
["PLAR01","Mélangeur fondoir plasma n°1","CURA326704","RAZ pesons","MC",null,"U410","11U","635 510,00","3000-01-01",0,1,0,null,null,"BIOMED_ULIS",{"$error":"#NAME?"},{"$f":"IFERROR(\"Oui, à la ligne \" & MATCH(tableFévrier[[#This Row],[Fusion]],tableOctobre[Fusion],0)+1,\"Non trouvé\")","v":"Non trouvé"},null,32743,null,32743]
["PLAR02","Mélangeur fondoir plasma n°2","CURA326705","RAZ pesons","MC",null,"U410","11U","635 511,00","3000-01-01",0,1,0,null,null,"BIOMED_ULIS",{"$error":"#NAME?"},{"$f":"IFERROR(\"Oui, à la ligne \" & MATCH(tableFévrier[[#This Row],[Fusion]],tableOctobre[Fusion],0)+1,\"Non trouvé\")","v":"Non trouvé"},null,32744,null,32744]
["LPRREF03","Réfrigérateur","CURA326706","Alarme GTC température haute","MC",null,"U440","11U","635 512,00","3000-01-01",0,1,0,null,null,"BIOMED_ULIS",{"$error":"#NAME?"},{"$f":"IFERROR(\"Oui, à la ligne \" & MATCH(tableFévrier[[#This Row],[Fusion]],tableOctobre[Fusion],0)+1,\"Non trouvé\")","v":"Non trouvé"},null,32745,null,32745]
["ADECR113","Skid chromato S200","CURA326707","Ecran éteint","MC",null,"U421DEAE","11U","635 513,00","3000-01-01",0,1,0,null,null,"BIOMED_ULIS",{"$error":"#NAME?"},{"$f":"IFERROR(\"Oui, à la ligne \" & MATCH(tableFévrier[[#This Row],[Fusion]],tableOctobre[Fusion],0)+1,\"Non trouvé\")","v":"Non trouvé"},null,32746,null,32746]
["APMELEV01","Table élévatrice Atelier Prépa. Mat.","CURA326708","Défaut surcourse treuil bas","MC",null,"U408PMML","11U","635 514,00","3000-01-01",0,1,0,null,null,"ULIS",{"$error":"#NAME?"},{"$f":"IFERROR(\"Oui, à la ligne \" & MATCH(tableFévrier[[#This Row],[Fusion]],tableOctobre[Fusion],0)+1,\"Non trouvé\")","v":"Non trouvé"},null,32747,null,32747]
["MCBETUV12","Incubateur réfrigéré","CURA326711","Panne ayant entrainé l'arrêt de l'étuve","MC",null,"U640MCB","21U",null,"2024-02-05",0,1,0,null,null,"BIOMED_ULIS",{"$error":"#NAME?"},{"$f":"IFERROR(\"Oui, à la ligne \" & MATCH(tableFévrier[[#This Row],[Fusion]],tableOctobre[Fusion],0)+1,\"Non trouvé\")","v":"Non trouvé"},null,32748,null,32748]
["BAT08RC207","Local  Alfalastin 1","CURA326713","Reprise du joint silicone mur 8rc207","MC",null,"U200BATP","13U","635 525,00","3000-01-01",0,1,0,null,null,"BIOMED_ULIS",{"$error":"#NAME?"},{"$f":"IFERROR(\"Oui, à la ligne \" & MATCH(tableFévrier[[#This Row],[Fusion]],tableOctobre[Fusion],0)+1,\"Non trouvé\")","v":"Non trouvé"},null,32749,null,32749]
["BAT08RC54","Couloir de circulation central","CURA326714","TROU DANS LE REVETEMENT SOL DE LA ZAC","MC",null,"U200BATP","13U","635 526,00","3000-01-01",0,1,0,null,null,"BIOMED_ULIS",{"$error":"#NAME?"},{"$f":"IFERROR(\"Oui, à la ligne \" & MATCH(tableFévrier[[#This Row],[Fusion]],tableOctobre[Fusion],0)+1,\"Non trouvé\")","v":"Non trouvé"},null,32750,null,32750]
["BAT01SS31","Atelier broyage plasma","CURA326715","DeltaP non conforme _ espace en haut de la porte 1SS31","MC",null,"U200BATP","61U","635 527,00","3000-01-01",0,1,0,null,null,"BIOMED_ULIS",{"$error":"#NAME?"},{"$f":"IFERROR(\"Oui, à la ligne \" & MATCH(tableFévrier[[#This Row],[Fusion]],tableOctobre[Fusion],0)+1,\"Non trouvé\")","v":"Non trouvé"},null,32751,null,32751]
["ALBGER01","Gerbeur Fenwick T16L","CURA326719","Timon gerbeur endommagé","MC",null,"U440LEV","15U",null,"2024-02-02",0,1,0,null,null,"BIOMED_ULIS",{"$error":"#NAME?"},{"$f":"IFERROR(\"Oui, à la ligne \" & MATCH(tableFévrier[[#This Row],[Fusion]],tableOctobre[Fusion],0)+1,\"Non trouvé\")","v":"Non trouvé"},null,32752,null,32752]
["AC25F10","Filtre terminale 8RC207","CURA326722","Étiquetage non conforme","MC",null,"U222AC","10U","635 535,00","3000-01-01",0,1,0,null,null,"BIOMED_ULIS",{"$error":"#NAME?"},{"$f":"IFERROR(\"Oui, à la ligne \" & MATCH(tableFévrier[[#This Row],[Fusion]],tableOctobre[Fusion],0)+1,\"Non trouvé\")","v":"Non trouvé"},null,32753,null,32753]
["AC25F09","Filtre terminale 8RC207","CURA326723","Grilles à revoir","MC",null,"U222AC","10U","635 536,00","3000-01-01",0,1,0,null,null,"BIOMED_ULIS",{"$error":"#NAME?"},{"$f":"IFERROR(\"Oui, à la ligne \" & MATCH(tableFévrier[[#This Row],[Fusion]],tableOctobre[Fusion],0)+1,\"Non trouvé\")","v":"Non trouvé"},null,32754,null,32754]
["BCHEQUIP","Equipements spécifiques de biochimie","CURA326724","Changement néon HS","MC",null,"U624UAP","10U","635 537,00","3000-01-01",0,1,0,null,null,"BIOMED_ULIS",{"$error":"#NAME?"},{"$f":"IFERROR(\"Oui, à la ligne \" & MATCH(tableFévrier[[#This Row],[Fusion]],tableOctobre[Fusion],0)+1,\"Non trouvé\")","v":"Non trouvé"},null,32755,null,32755]
["PLAELEV04","Elévateur pneumatique plasma n°4","CURA326726","Bac de réception du PLAELEV 04 tordu","MC",null,"U410","11U",null,"2024-02-02",0,1,0,null,null,"BIOMED_ULIS",{"$error":"#NAME?"},{"$f":"IFERROR(\"Oui, à la ligne \" & MATCH(tableFévrier[[#This Row],[Fusion]],tableOctobre[Fusion],0)+1,\"Non trouvé\")","v":"Non trouvé"},null,32756,null,32756]
["ALBTRP01","Transpalette électrique sortie déchets","CURA326731","Chargeur hs","MC",null,"U440LEV","11U","635 550,00","3000-01-01",0,1,0,null,null,"BIOMED_ULIS",{"$error":"#NAME?"},{"$f":"IFERROR(\"Oui, à la ligne \" & MATCH(tableFévrier[[#This Row],[Fusion]],tableOctobre[Fusion],0)+1,\"Non trouvé\")","v":"Non trouvé"},null,32757,null,32757]
["LPRCMQ42"," Multipipette M4 n°K61479M","CURA326734","Vérification PERIODIQUE labo extérieur","MC",null,"U440COM","24U",null,"2024-02-05",0,1,0,null,null,"BIOMED_ULIS",{"$error":"#NAME?"},{"$f":"IFERROR(\"Oui, à la ligne \" & MATCH(tableFévrier[[#This Row],[Fusion]],tableOctobre[Fusion],0)+1,\"Non trouvé\")","v":"Non trouvé"},null,32758,null,32758]
["LPRCMQ44","Pipette électronique sartorius 10-300µl n°44683570","CURA326736","Vérification PERIODIQUE labo extérieur","MC",null,"U440COM","24U",null,"2024-02-05",0,1,0,null,null,"BIOMED_ULIS",{"$error":"#NAME?"},{"$f":"IFERROR(\"Oui, à la ligne \" & MATCH(tableFévrier[[#This Row],[Fusion]],tableOctobre[Fusion],0)+1,\"Non trouvé\")","v":"Non trouvé"},null,32759,null,32759]
["LPRCMQ45","Pipette électronique sartorius 500-10000µl n°4468396","CURA326738","Vérification PERIODIQUE labo extérieur","MC",null,"U440COM","24U",null,"2024-02-05",0,1,0,null,null,"BIOMED_ULIS",{"$error":"#NAME?"},{"$f":"IFERROR(\"Oui, à la ligne \" & MATCH(tableFévrier[[#This Row],[Fusion]],tableOctobre[Fusion],0)+1,\"Non trouvé\")","v":"Non trouvé"},null,32760,null,32760]
["SHW400HV116","Robinet à soupape","CURA326740","Fuite robinet batterie terminal de chauffage B4","MC",null,"U222SHW","10U","635 564,00","3000-01-01",0,1,0,null,null,"BIOMED_ULIS",{"$f":"_xlfn.TEXTJOIN(\"\",TRUE,A34050:D34050,H34050,N34050)","v":{"$error":"#NAME?"}},{"$f":"IFERROR(\"Oui, à la ligne \" & MATCH(tableFévrier[[#This Row],[Fusion]],tableOctobre[Fusion],0)+1,\"Non trouvé\")","v":"Non trouvé"},null,32761,null,32761]
["LPRCMQ43","Pipette électronique sartorius 10-300µl n° 44683562","CURA326741","Vérification PERIODIQUE labo extérieur","MC",null,"U440COM","24U",null,"2024-02-05",0,1,0,null,null,"BIOMED_ULIS",{"$error":"#NAME?"},{"$f":"IFERROR(\"Oui, à la ligne \" & MATCH(tableFévrier[[#This Row],[Fusion]],tableOctobre[Fusion],0)+1,\"Non trouvé\")","v":"Non trouvé"},null,32762,null,32762]
["MGGCEL11","Chariot élévateur","CURA326744","Mise en service initiale","MC",null,"U406","15U",null,"2024-02-05",0,1,0,null,null,"BIOMED_ULIS",{"$error":"#NAME?"},{"$f":"IFERROR(\"Oui, à la ligne \" & MATCH(tableFévrier[[#This Row],[Fusion]],tableOctobre[Fusion],0)+1,\"Non trouvé\")","v":"Non trouvé"},null,32763,null,32763]
["SGPAB01","Presse à balles verticale","CURA326748","CONTRAT VISITES REGLEMENTAIRE U130","MC",null,"U130","15U",null,"2024-02-05",0,1,0,null,null,"BIOMED_ULIS",{"$error":"#NAME?"},{"$f":"IFERROR(\"Oui, à la ligne \" & MATCH(tableFévrier[[#This Row],[Fusion]],tableOctobre[Fusion],0)+1,\"Non trouvé\")","v":"Non trouvé"},null,32764,null,32764]
["MGGCEL10","Chariot tridirectionnel","CURA326749","CONTRAT VISITES REGLEMENTAIRES U168","MC",null,"U168","15U",null,"2024-02-05",0,1,0,null,null,"BIOMED_ULIS",{"$error":"#NAME?"},{"$f":"IFERROR(\"Oui, à la ligne \" & MATCH(tableFévrier[[#This Row],[Fusion]],tableOctobre[Fusion],0)+1,\"Non trouvé\")","v":"Non trouvé"},null,32765,null,32765]
["BAT04","Bâtiment 4 Centrale énergie","CURA326752","Réfection peinture sous-sol bas d'escalier BAT 04 locaux technique","MC",null,"U235BATU","13U",null,"2024-02-05",0,1,0,null,null,"BIOMED_ULIS",{"$error":"#NAME?"},{"$f":"IFERROR(\"Oui, à la ligne \" & MATCH(tableFévrier[[#This Row],[Fusion]],tableOctobre[Fusion],0)+1,\"Non trouvé\")","v":"Non trouvé"},null,32766,null,32766]
["PLAR02","Mélangeur fondoir plasma n°2","CURA326759","Variation poids","MC",null,"U410","11U","635 581,00","3000-01-01",0,1,0,null,null,"BIOMED_ULIS",{"$error":"#NAME?"},{"$f":"IFERROR(\"Oui, à la ligne \" & MATCH(tableFévrier[[#This Row],[Fusion]],tableOctobre[Fusion],0)+1,\"Non trouvé\")","v":"Non trouvé"},null,32767,null,32767]
["OPLGAZPURES","Postes de détente gaz pures contrôles","CURA326760","Devis maintenance 2024","MC",null,"U601OPL","15U",null,"2024-02-05",0,1,0,null,null,"BIOMED_ULIS",{"$error":"#NAME?"},{"$f":"IFERROR(\"Oui, à la ligne \" & MATCH(tableFévrier[[#This Row],[Fusion]],tableOctobre[Fusion],0)+1,\"Non trouvé\")","v":"Non trouvé"},null,32768,null,32768]
["BAT10ARM08","Armoire forte service technique et ingénierie","U_PROC000100","Sauvegarde sur bande magnétique LTO","MPS","INFO","U200","12U",null,"2024-02-12",3,1,0,7,0,"BIOMED_ULIS",{"$error":"#NAME?"},{"$f":"IFERROR(\"Oui, à la ligne \" & MATCH(tableFévrier[[#This Row],[Fusion]],tableOctobre[Fusion],0)+1,\"Non trouvé\")","v":"Non trouvé"},null,32769,null,32769]
["BAT08RC60","Atelier filtre presse albumine","CURA326765","8RC60 - Angle de mur cassé","MC",null,"U200BATP","13U","635 674,00","3000-01-01",0,1,0,null,null,"BIOMED_ULIS",{"$error":"#NAME?"},{"$f":"IFERROR(\"Oui, à la ligne \" & MATCH(tableFévrier[[#This Row],[Fusion]],tableOctobre[Fusion],0)+1,\"Non trouvé\")","v":"Non trouvé"},null,32770,null,32770]
["BAT08SS61","SAS DECHETS C","CURA326766","Poignée de porte arrachée","MC",null,"U200BATP","13U","635 792,00","3000-01-01",0,1,0,null,null,"BIOMED_ULIS",{"$error":"#NAME?"},{"$f":"IFERROR(\"Oui, à la ligne \" & MATCH(tableFévrier[[#This Row],[Fusion]],tableOctobre[Fusion],0)+1,\"Non trouvé\")","v":"Non trouvé"},null,32771,null,32771]
["ISCG402","Regard de coulée condensats aval ISST402","CURA326769","Fuite regard condensat arrivé vapeur UDECNEW","MC",null,"U222IS","10U","635 794,00","3000-01-01",0,1,0,null,null,"BIOMED_ULIS",{"$error":"#NAME?"},{"$f":"IFERROR(\"Oui, à la ligne \" & MATCH(tableFévrier[[#This Row],[Fusion]],tableOctobre[Fusion],0)+1,\"Non trouvé\")","v":"Non trouvé"},null,32772,null,32772]
["BAT01PTA02","Porte auto enroul. appro plasma 1SS02","CURA326770","Arret d'urgence arraché","MC",null,"U410","13U","635 795,00","3000-01-01",0,1,0,null,null,"BIOMED_ULIS",{"$error":"#NAME?"},{"$f":"IFERROR(\"Oui, à la ligne \" & MATCH(tableFévrier[[#This Row],[Fusion]],tableOctobre[Fusion],0)+1,\"Non trouvé\")","v":"Non trouvé"},null,32773,null,32773]
["BAT08RC43","Vestiaires femmes ville","CURA326771","Réglage gache de porte","MC",null,"U200BATP","13U","635 796,00","3000-01-01",0,1,0,null,null,"BIOMED_ULIS",{"$error":"#NAME?"},{"$f":"IFERROR(\"Oui, à la ligne \" & MATCH(tableFévrier[[#This Row],[Fusion]],tableOctobre[Fusion],0)+1,\"Non trouvé\")","v":"Non trouvé"},null,32774,null,32774]
["GAMPLC05","Station automate réacteurs gamma","CURA326773","Raz peson","MC",null,"U441","11U","635 823,00","3000-01-01",0,1,0,null,null,"BIOMED_ULIS",{"$error":"#NAME?"},{"$f":"IFERROR(\"Oui, à la ligne \" & MATCH(tableFévrier[[#This Row],[Fusion]],tableOctobre[Fusion],0)+1,\"Non trouvé\")","v":"Non trouvé"}]
["GAMCP23","Pompe transfert du tableau GAMTA vers FP","CURA326774","Fuite collier clamp","MC",null,"U441","11U","635 824,00","3000-01-01",0,1,0,null,null,"BIOMED_ULIS",{"$error":"#NAME?"},{"$f":"IFERROR(\"Oui, à la ligne \" & MATCH(tableFévrier[[#This Row],[Fusion]],tableOctobre[Fusion],0)+1,\"Non trouvé\")","v":"Non trouvé"},null,32775,null,32775]
["UDA1PP11","Pompe Speed Vac concentrator","CURA326775","OT curatif ouvert pour tracer le changement de la pompe","MC",null,"U855","70U",null,"2024-02-05",0,1,0,null,null,"BIOTECH_ULIS",{"$error":"#NAME?"},{"$f":"IFERROR(\"Oui, à la ligne \" & MATCH(tableFévrier[[#This Row],[Fusion]],tableOctobre[Fusion],0)+1,\"Non trouvé\")","v":"Non trouvé"},null,32776,null,32776]
["PLAPEL02","Machine à peler les poches plasma","CURA326793","Vis coincé dans le support de rouleau","MC",null,"U410","11U","635 845,00","3000-01-01",0,1,0,null,null,"BIOMED_ULIS",{"$error":"#NAME?"},{"$f":"IFERROR(\"Oui, à la ligne \" & MATCH(tableFévrier[[#This Row],[Fusion]],tableOctobre[Fusion],0)+1,\"Non trouvé\")","v":"Non trouvé"},null,32777,null,32777]
["GAMR41","Réacteur de fractionnement 15 000 litres n°41","CURA326794","Remplacement du vérin de fermeture trou d'homme","MC",null,"U441","11U","635 850,00","3000-01-01",0,1,0,null,null,"BIOMED_ULIS",{"$error":"#NAME?"},{"$f":"IFERROR(\"Oui, à la ligne \" & MATCH(tableFévrier[[#This Row],[Fusion]],tableOctobre[Fusion],0)+1,\"Non trouvé\")","v":"Non trouvé"},null,32778,null,32778]
["GAMR42","Réacteur 15m3 n°42","CURA326794","Remplacement du vérin de fermeture trou d'homme","MC",null,"U441","11U","635 851,00","3000-01-01",0,1,0,null,null,"BIOMED_ULIS",{"$error":"#NAME?"},{"$f":"IFERROR(\"Oui, à la ligne \" & MATCH(tableFévrier[[#This Row],[Fusion]],tableOctobre[Fusion],0)+1,\"Non trouvé\")","v":"Non trouvé"},null,32779,null,32779]
["GAMR43","Réacteur 15m3 n°43","CURA326794","Remplacement du vérin de fermeture trou d'homme","MC",null,"U441","11U","635 852,00","3000-01-01",0,1,0,null,null,"BIOMED_ULIS",{"$error":"#NAME?"},{"$f":"IFERROR(\"Oui, à la ligne \" & MATCH(tableFévrier[[#This Row],[Fusion]],tableOctobre[Fusion],0)+1,\"Non trouvé\")","v":"Non trouvé"},null,32780,null,32780]
["BAT08RC44","Atelier mise en poches UF2","CURA326799","Porte local 8RC44 ne ferme pas correctement","MC",null,"U200BATP","13U","635 862,00","3000-01-01",0,1,0,null,null,"BIOMED_ULIS",{"$error":"#NAME?"},{"$f":"IFERROR(\"Oui, à la ligne \" & MATCH(tableFévrier[[#This Row],[Fusion]],tableOctobre[Fusion],0)+1,\"Non trouvé\")","v":"Non trouvé"},null,32781,null,32781]
["BAT08RC61","Local de conditionnement secondaire et pesée back-up","CURA326800","Porte local 8RC61 ne ferme pas correctement","MC",null,"U200BATP","13U","635 863,00","3000-01-01",0,1,0,null,null,"BIOMED_ULIS",{"$error":"#NAME?"},{"$f":"IFERROR(\"Oui, à la ligne \" & MATCH(tableFévrier[[#This Row],[Fusion]],tableOctobre[Fusion],0)+1,\"Non trouvé\")","v":"Non trouvé"},null,32782,null,32782]
["BAT08RC61","Local de conditionnement secondaire et pesée back-up","CURA326801","Mur et sol du local 8RC61 abîmés","MC",null,"U200BATP","13U","635 864,00","3000-01-01",0,1,0,null,null,"BIOMED_ULIS",{"$error":"#NAME?"},{"$f":"IFERROR(\"Oui, à la ligne \" & MATCH(tableFévrier[[#This Row],[Fusion]],tableOctobre[Fusion],0)+1,\"Non trouvé\")","v":"Non trouvé"},null,32783,null,32783]
["PLAR02","Mélangeur fondoir plasma n°2","CURA326802","Problème peson fondoir PLAR02","MC",null,"U410","61U","635 865,00","3000-01-01",0,1,0,null,null,"BIOMED_ULIS",{"$error":"#NAME?"},{"$f":"IFERROR(\"Oui, à la ligne \" & MATCH(tableFévrier[[#This Row],[Fusion]],tableOctobre[Fusion],0)+1,\"Non trouvé\")","v":"Non trouvé"},null,32784,null,32784]
["GAMR009","Réacteur n°09 fractionnement gamma","CURA326808","Leche paroi","CON",null,"U441","11U","635 870,00","3000-01-01",0,1,0,null,null,"BIOMED_ULIS",{"$error":"#NAME?"},{"$f":"IFERROR(\"Oui, à la ligne \" & MATCH(tableFévrier[[#This Row],[Fusion]],tableOctobre[Fusion],0)+1,\"Non trouvé\")","v":"Non trouvé"},null,32785,null,32785]
["WFIRS123_128","Flexible arrivée WFI","CURA326810","Tuyau hs","MC",null,"U421DEAE","11U",null,"2024-02-06",0,1,0,null,null,"BIOMED_ULIS",{"$error":"#NAME?"},{"$f":"IFERROR(\"Oui, à la ligne \" & MATCH(tableFévrier[[#This Row],[Fusion]],tableOctobre[Fusion],0)+1,\"Non trouvé\")","v":"Non trouvé"},null,32786]
["CAHV134","Vanne manuelle amont CAT01 et CAT02","CURA326812","Remise en place étiquette","AME",null,"U222CA","10U","635 875,00","3000-01-01",0,1,0,null,null,"BIOMED_ULIS",{"$error":"#NAME?"},{"$f":"IFERROR(\"Oui, à la ligne \" & MATCH(tableFévrier[[#This Row],[Fusion]],tableOctobre[Fusion],0)+1,\"Non trouvé\")","v":"Non trouvé"},null,32787,null,32787]
["AC01CT01","Caisson de traitement d'air ateliers Albumine","CURA326813","Grilles de reprise 8RC62 + Sas entré lave main","AME",null,"U222AC","10U","635 876,00","3000-01-01",0,1,0,null,null,"BIOMED_ULIS",{"$error":"#NAME?"},{"$f":"IFERROR(\"Oui, à la ligne \" & MATCH(tableFévrier[[#This Row],[Fusion]],tableOctobre[Fusion],0)+1,\"Non trouvé\")","v":"Non trouvé"},null,32788,null,32788]
["EPL2TRP21","Transpalette grande hauteur","CURA326814","Chariot ne prend plus la charge","MC",null,"U406","15U",null,"2024-02-05",0,1,0,null,null,"BIOMED_ULIS",{"$error":"#NAME?"},{"$f":"IFERROR(\"Oui, à la ligne \" & MATCH(tableFévrier[[#This Row],[Fusion]],tableOctobre[Fusion],0)+1,\"Non trouvé\")","v":"Non trouvé"},null,32789,null,32789]
["EPL2TRP26","Transpalettte à haute levée n°173C14171022","CURA326815","Chariot ne monte/descend plus","MC",null,"U406","15U",null,"2024-02-05",0,1,0,null,null,"BIOMED_ULIS",{"$error":"#NAME?"},{"$f":"IFERROR(\"Oui, à la ligne \" & MATCH(tableFévrier[[#This Row],[Fusion]],tableOctobre[Fusion],0)+1,\"Non trouvé\")","v":"Non trouvé"},null,32790,null,32790]
["ALBPP06","Pompe filtre press albumine T I+II+III","CURA326816","Changement de menbrane","MC",null,"U440","11U","635 887,00","3000-01-01",0,1,0,null,null,"BIOMED_ULIS",{"$error":"#NAME?"},{"$f":"IFERROR(\"Oui, à la ligne \" & MATCH(tableFévrier[[#This Row],[Fusion]],tableOctobre[Fusion],0)+1,\"Non trouvé\")","v":"Non trouvé"},null,32791,null,32791]
["FIBEQUIP","Equipements Atelier Fibrinogène","CURA326817","Investigation","MC",null,"U411","11U",null,"2024-02-06",0,1,0,null,null,"BIOMED_ULIS",{"$error":"#NAME?"},{"$f":"IFERROR(\"Oui, à la ligne \" & MATCH(tableFévrier[[#This Row],[Fusion]],tableOctobre[Fusion],0)+1,\"Non trouvé\")","v":"Non trouvé"},null,32792,null,32792]
["GW5/6/7","Production distri. eau glycolée +20°C","CURA326818","Projet d'automatisation et d'intégration du free-cooling du GW5/6","PRO",null,"U222GW","10U",null,"2024-02-06",0,1,0,null,null,"BIOMED_ULIS",{"$error":"#NAME?"},{"$f":"IFERROR(\"Oui, à la ligne \" & MATCH(tableFévrier[[#This Row],[Fusion]],tableOctobre[Fusion],0)+1,\"Non trouvé\")","v":"Non trouvé"},null,32793,null,32793]
["DCGTSK01","Transstockeur","CURA326821","Défaut TK","MC",null,"U411","11U","635 898,00","3000-01-01",0,1,0,null,null,"BIOMED_ULIS",{"$error":"#NAME?"},{"$f":"IFERROR(\"Oui, à la ligne \" & MATCH(tableFévrier[[#This Row],[Fusion]],tableOctobre[Fusion],0)+1,\"Non trouvé\")","v":"Non trouvé"},null,32794,null,32794]
["BAT08RC100","Salle tableaux pontage albumine","U_BATI000054","Ronde biannuelle de maintenance  préventive en ZAC","MPS","BATI","U200BATP","13U",null,"2024-09-15",3,1,0,2,3,"BIOMED_ULIS",{"$error":"#NAME?"},{"$f":"IFERROR(\"Oui, à la ligne \" & MATCH(tableFévrier[[#This Row],[Fusion]],tableOctobre[Fusion],0)+1,\"Non trouvé\")","v":"Non trouvé"},null,32795,null,32795]
["BAT08RC101","Atelier tableaux pontage NEP gamma","U_BATI000054","Ronde biannuelle de maintenance  préventive en ZAC","MPS","BATI","U200BATP","13U",null,"2024-09-15",3,1,0,2,3,"BIOMED_ULIS",{"$error":"#NAME?"},{"$f":"IFERROR(\"Oui, à la ligne \" & MATCH(tableFévrier[[#This Row],[Fusion]],tableOctobre[Fusion],0)+1,\"Non trouvé\")","v":"Non trouvé"},null,32796,null,32796]
["BAT08RC102","Atelier centrifugation immunoglobuline","U_BATI000054","Ronde biannuelle de maintenance  préventive en ZAC","MPS","BATI","U200BATP","13U",null,"2024-09-15",3,1,0,2,3,"BIOMED_ULIS",{"$error":"#NAME?"},{"$f":"IFERROR(\"Oui, à la ligne \" & MATCH(tableFévrier[[#This Row],[Fusion]],tableOctobre[Fusion],0)+1,\"Non trouvé\")","v":"Non trouvé"},null,32797,null,32797]
["BAT08RC103","Atelier UF immunoglobuline","U_BATI000054","Ronde biannuelle de maintenance  préventive en ZAC","MPS","BATI","U200BATP","13U",null,"2024-09-15",3,1,0,2,3,"BIOMED_ULIS",{"$error":"#NAME?"},{"$f":"IFERROR(\"Oui, à la ligne \" & MATCH(tableFévrier[[#This Row],[Fusion]],tableOctobre[Fusion],0)+1,\"Non trouvé\")","v":"Non trouvé"},null,32798,null,32798]
["BAT08RC104","Atelier  FP immunoglobuline","U_BATI000054","Ronde biannuelle de maintenance  préventive en ZAC","MPS","BATI","U200BATP","13U",null,"2024-09-15",3,1,0,2,3,"BIOMED_ULIS",{"$error":"#NAME?"},{"$f":"IFERROR(\"Oui, à la ligne \" & MATCH(tableFévrier[[#This Row],[Fusion]],tableOctobre[Fusion],0)+1,\"Non trouvé\")","v":"Non trouvé"},null,32799,null,32799]
["BAT08RC105","Pièce de stockage matériel","U_BATI000054","Ronde biannuelle de maintenance  préventive en ZAC","MPS","BATI","U200BATP","13U",null,"2024-09-15",2,1,0,2,3,"BIOMED_ULIS",{"$error":"#NAME?"},{"$f":"IFERROR(\"Oui, à la ligne \" & MATCH(tableFévrier[[#This Row],[Fusion]],tableOctobre[Fusion],0)+1,\"Non trouvé\")","v":"Non trouvé"},null,32800,null,32800]
["BAT08RC106","Laverie centris gamma","U_BATI000054","Ronde biannuelle de maintenance  préventive en ZAC","MPS","BATI","U200BATP","13U",null,"2024-09-15",3,1,0,2,3,"BIOMED_ULIS",{"$error":"#NAME?"},{"$f":"IFERROR(\"Oui, à la ligne \" & MATCH(tableFévrier[[#This Row],[Fusion]],tableOctobre[Fusion],0)+1,\"Non trouvé\")","v":"Non trouvé"},null,32801,null,32801]
["BAT08RC107","Couloir atelier gamma","U_BATI000054","Ronde biannuelle de maintenance  préventive en ZAC","MPS","BATI","U200BATP","13U",null,"2024-09-15",3,1,0,2,3,"BIOMED_ULIS",{"$error":"#NAME?"},{"$f":"IFERROR(\"Oui, à la ligne \" & MATCH(tableFévrier[[#This Row],[Fusion]],tableOctobre[Fusion],0)+1,\"Non trouvé\")","v":"Non trouvé"},null,32802,null,32802]
["BAT08RC108","Pièce de stockage matériel","U_BATI000054","Ronde biannuelle de maintenance  préventive en ZAC","MPS","BATI","U200BATP","13U",null,"2024-09-15",3,1,0,2,3,"BIOMED_ULIS",{"$error":"#NAME?"},{"$f":"IFERROR(\"Oui, à la ligne \" & MATCH(tableFévrier[[#This Row],[Fusion]],tableOctobre[Fusion],0)+1,\"Non trouvé\")","v":"Non trouvé"},null,32803,null,32803]
["BAT08RC109","Atelier filtre press T IV","U_BATI000054","Ronde biannuelle de maintenance  préventive en ZAC","MPS","BATI","U200BATP","13U",null,"2024-09-15",3,1,0,2,3,"BIOMED_ULIS",{"$error":"#NAME?"},{"$f":"IFERROR(\"Oui, à la ligne \" & MATCH(tableFévrier[[#This Row],[Fusion]],tableOctobre[Fusion],0)+1,\"Non trouvé\")","v":"Non trouvé"},null,32804,null,32804]
["BAT08RC99","Atelier broyage immunoglobuline","U_BATI000054","Ronde biannuelle de maintenance  préventive en ZAC","MPS","BATI","U200BATP","13U",null,"2024-03-06",0,1,0,null,null,"BIOMED_ULIS",{"$error":"#NAME?"},{"$f":"IFERROR(\"Oui, à la ligne \" & MATCH(tableFévrier[[#This Row],[Fusion]],tableOctobre[Fusion],0)+1,\"Non trouvé\")","v":"Non trouvé"},null,32805,null,32805]
["ELEGE110","Groupe électrogène N°1","U_ELEC000021","Essai en charge groupe électrogène","MPS","DEF","U222ELE","10U","635 935,00","2024-05-20",3,1,0,30,0,"BIOMED_ULIS",{"$error":"#NAME?"},{"$f":"IFERROR(\"Oui, à la ligne \" & MATCH(tableFévrier[[#This Row],[Fusion]],tableOctobre[Fusion],0)+1,\"Non trouvé\")","v":"Non trouvé"},null,32806,null,32806]
["BAT11","Bâtiment 11 Magasin général et plasma","CURA326832","Rattacher la porte de la toile de tente","MC",null,"U235BATL","13U","635 927,00","3000-01-01",0,1,0,null,null,"BIOMED_ULIS",{"$error":"#NAME?"},{"$f":"IFERROR(\"Oui, à la ligne \" & MATCH(tableFévrier[[#This Row],[Fusion]],tableOctobre[Fusion],0)+1,\"Non trouvé\")","v":"Non trouvé"},null,32807,null,32807]
["BAT08SS49","SAS sortie pâte cryo classe D 8SS49","CURA326833","Bouton BBG 8SS49 vs 1SS02","MC",null,"U200BATP","10U","635 928,00","3000-01-01",0,1,0,null,null,"BIOMED_ULIS",{"$error":"#NAME?"},{"$f":"IFERROR(\"Oui, à la ligne \" & MATCH(tableFévrier[[#This Row],[Fusion]],tableOctobre[Fusion],0)+1,\"Non trouvé\")","v":"Non trouvé"},null,32808,null,32808]
["ELEGE120","Groupe électrogène N°2","U_ELEC000021","Essai en charge groupe électrogène","MPS","DEF","U222ELE","10U","635 938,00","2024-05-20",3,1,0,30,0,"BIOMED_ULIS",{"$error":"#NAME?"},{"$f":"IFERROR(\"Oui, à la ligne \" & MATCH(tableFévrier[[#This Row],[Fusion]],tableOctobre[Fusion],0)+1,\"Non trouvé\")","v":"Non trouvé"},null,32809,null,32809]
["ELEGE130","Groupe électrogène N°3","U_ELEC000021","Essai en charge groupe électrogène","MPS","DEF","U222ELE","10U","635 941,00","2024-05-20",3,1,0,30,0,"BIOMED_ULIS",{"$error":"#NAME?"},{"$f":"IFERROR(\"Oui, à la ligne \" & MATCH(tableFévrier[[#This Row],[Fusion]],tableOctobre[Fusion],0)+1,\"Non trouvé\")","v":"Non trouvé"},null,32810,null,32810]
["BAT08RC70","Atelier UF albumine","CURA326835","8RC70/prise mural du transpalette peseur cassé","MC",null,"U200BATP","10U","635 930,00","3000-01-01",0,1,0,null,null,"BIOMED_ULIS",{"$error":"#NAME?"},{"$f":"IFERROR(\"Oui, à la ligne \" & MATCH(tableFévrier[[#This Row],[Fusion]],tableOctobre[Fusion],0)+1,\"Non trouvé\")","v":"Non trouvé"},null,32811,null,32811]
["ALBPLC01","Automate réacteurs albumine","CURA326837","Raz peson","CON",null,"U440","11U","635 932,00","3000-01-01",0,1,0,null,null,"BIOMED_ULIS",{"$error":"#NAME?"},{"$f":"IFERROR(\"Oui, à la ligne \" & MATCH(tableFévrier[[#This Row],[Fusion]],tableOctobre[Fusion],0)+1,\"Non trouvé\")","v":"Non trouvé"}]
["ALBFP06","Filtre-presse albumine T I+II+III","CURA326838","Défaut capteur bac FP","MPC",null,"U440","11U","635 933,00","3000-01-01",0,1,0,null,null,"BIOMED_ULIS",{"$error":"#NAME?"},{"$f":"IFERROR(\"Oui, à la ligne \" & MATCH(tableFévrier[[#This Row],[Fusion]],tableOctobre[Fusion],0)+1,\"Non trouvé\")","v":"Non trouvé"},null,32812,null,32812]
["WE2CP20","Pompe renvoi surnageant centri gamma","CURA326839","Pompe désamorcée","MC",null,"U236WE","11U","635 934,00","3000-01-01",0,1,0,null,null,"BIOMED_ULIS",{"$error":"#NAME?"},{"$f":"IFERROR(\"Oui, à la ligne \" & MATCH(tableFévrier[[#This Row],[Fusion]],tableOctobre[Fusion],0)+1,\"Non trouvé\")","v":"Non trouvé"},null,32813,null,32813]
["ALBR005","Réacteur n°5 fractionnement albumine","CURA326840","Défaut vanne de prélèvement","MPC",null,"U440","11U","635 944,00","3000-01-01",0,1,0,null,null,"BIOMED_ULIS",{"$error":"#NAME?"},{"$f":"IFERROR(\"Oui, à la ligne \" & MATCH(tableFévrier[[#This Row],[Fusion]],tableOctobre[Fusion],0)+1,\"Non trouvé\")","v":"Non trouvé"}]
["BAT11","Bâtiment 11 Magasin général et plasma","CURA326841","Ouverture armoire électrique","CON",null,"U235BATL","11U","635 945,00","3000-01-01",0,1,0,null,null,"BIOMED_ULIS",{"$error":"#NAME?"},{"$f":"IFERROR(\"Oui, à la ligne \" & MATCH(tableFévrier[[#This Row],[Fusion]],tableOctobre[Fusion],0)+1,\"Non trouvé\")","v":"Non trouvé"},null,32814,null,32814]
["ADER168_001","Cuve mobile 400L","CURA326842","Pin HS sur connecteur RJ45","MC",null,"U421DEAE","11U","635 946,00","3000-01-01",0,1,0,null,null,"BIOMED_ULIS",{"$error":"#NAME?"},{"$f":"IFERROR(\"Oui, à la ligne \" & MATCH(tableFévrier[[#This Row],[Fusion]],tableOctobre[Fusion],0)+1,\"Non trouvé\")","v":"Non trouvé"},null,32815,null,32815]
["CAF01","Carter n°1 préfiltration 1µm air compri.","CURA326843","Remplacement filtres CA Donaldson","MC",null,"U222CA","10U","635 948,00","3000-01-01",0,1,0,null,null,"BIOMED_ULIS",{"$error":"#NAME?"},{"$f":"IFERROR(\"Oui, à la ligne \" & MATCH(tableFévrier[[#This Row],[Fusion]],tableOctobre[Fusion],0)+1,\"Non trouvé\")","v":"Non trouvé"},null,32816,null,32816]
["GAMCP23","Pompe transfert du tableau GAMTA vers FP","CURA326845","Remplacement pompe Murzan","CON",null,"U441","11U","635 951,00","3000-01-01",0,1,0,null,null,"BIOMED_ULIS",{"$error":"#NAME?"},{"$f":"IFERROR(\"Oui, à la ligne \" & MATCH(tableFévrier[[#This Row],[Fusion]],tableOctobre[Fusion],0)+1,\"Non trouvé\")","v":"Non trouvé"},null,32817,null,32817]
["RF69/70","Production Fluide Frigorigène pour GW5/6","CURA326846","Défaut groupe froid RF69/70","MC",null,"U222GW","10U","635 952,00","3000-01-01",0,1,0,null,null,"BIOMED_ULIS",{"$error":"#NAME?"},{"$f":"IFERROR(\"Oui, à la ligne \" & MATCH(tableFévrier[[#This Row],[Fusion]],tableOctobre[Fusion],0)+1,\"Non trouvé\")","v":"Non trouvé"},null,32818,null,32818]
["DCGPEL100","Ligne de découpe","CURA326849","Extraction des alarmes","MC",null,"U411","11U","635 959,00","3000-01-01",0,1,0,null,null,"BIOMED_ULIS",{"$error":"#NAME?"},{"$f":"IFERROR(\"Oui, à la ligne \" & MATCH(tableFévrier[[#This Row],[Fusion]],tableOctobre[Fusion],0)+1,\"Non trouvé\")","v":"Non trouvé"},null,32819,null,32819]
["WECP06","Pompe vidange bac FP TIV","CURA326850","Problème de vidange bac","MC",null,"U440","11U","635 960,00","3000-01-01",0,1,0,null,null,"BIOMED_ULIS",{"$error":"#NAME?"},{"$f":"IFERROR(\"Oui, à la ligne \" & MATCH(tableFévrier[[#This Row],[Fusion]],tableOctobre[Fusion],0)+1,\"Non trouvé\")","v":"Non trouvé"},null,32820,null,32820]
["BAT08","Bâtiment 8 de production","CURA326851","Formation et Tutorat","MC",null,"U200BATP","11U",null,"2024-02-07",0,1,0,null,null,"BIOMED_ULIS",{"$error":"#NAME?"},{"$f":"IFERROR(\"Oui, à la ligne \" & MATCH(tableFévrier[[#This Row],[Fusion]],tableOctobre[Fusion],0)+1,\"Non trouvé\")","v":"Non trouvé"},null,32821,null,32821]
["ALBCP05","Pompe alimentation FP TIV","CURA326852","Remplacement de la pompe","MC",null,"U440","11U","635 962,00","3000-01-01",0,1,0,null,null,"BIOMED_ULIS",{"$f":"_xlfn.TEXTJOIN(\"\",TRUE,A34114:D34114,H34114,N34114)","v":{"$error":"#NAME?"}},{"$f":"IFERROR(\"Oui, à la ligne \" & MATCH(tableFévrier[[#This Row],[Fusion]],tableOctobre[Fusion],0)+1,\"Non trouvé\")","v":"Non trouvé"},null,32822,null,32822]
["BAT08RC32","Vestiaires hommes production","CURA326853","Résine vestiaire homme détériorée","MC",null,"U200BATP","13U","635 963,00","3000-01-01",0,1,0,null,null,"BIOMED_ULIS",{"$error":"#NAME?"},{"$f":"IFERROR(\"Oui, à la ligne \" & MATCH(tableFévrier[[#This Row],[Fusion]],tableOctobre[Fusion],0)+1,\"Non trouvé\")","v":"Non trouvé"},null,32823,null,32823]
["ALBR71","Cuve tampon","CURA326854","CUVE ALBR71","MC",null,"U440","11U",null,"2024-01-30",0,1,0,null,null,"BIOMED_ULIS",{"$error":"#NAME?"},{"$f":"IFERROR(\"Oui, à la ligne \" & MATCH(tableFévrier[[#This Row],[Fusion]],tableOctobre[Fusion],0)+1,\"Non trouvé\")","v":"Non trouvé"}]
["BAT08","Bâtiment 8 de production","CURA326855","2 TABLES POUR L'EVACUATION DES DECHETS ALBUMINE","MC",null,"U200BATP","11U",null,"2024-01-30",0,1,0,null,null,"BIOMED_ULIS",{"$error":"#NAME?"},{"$f":"IFERROR(\"Oui, à la ligne \" & MATCH(tableFévrier[[#This Row],[Fusion]],tableOctobre[Fusion],0)+1,\"Non trouvé\")","v":"Non trouvé"}]
["BAT08","Bâtiment 8 de production","CURA326856"," CHARIOT ALBF01/F02/F03 Changement des roues","MC",null,"U200","11U",null,"2024-01-30",0,1,0,null,null,"BIOMED_ULIS",{"$error":"#NAME?"},{"$f":"IFERROR(\"Oui, à la ligne \" & MATCH(tableFévrier[[#This Row],[Fusion]],tableOctobre[Fusion],0)+1,\"Non trouvé\")","v":"Non trouvé"}]
["GAMOUT02","Chariot de démontage des bols de centri.","CURA326857","Remplacement roues chariots centris IG B8","MC",null,"U441","11U",null,"2024-01-17",0,1,0,null,null,"BIOMED_ULIS",{"$error":"#NAME?"},{"$f":"IFERROR(\"Oui, à la ligne \" & MATCH(tableFévrier[[#This Row],[Fusion]],tableOctobre[Fusion],0)+1,\"Non trouvé\")","v":"Non trouvé"},null,32826,null,32826]
["GAMPLC08","Automate extension B8","CURA326860","Modification à la suite de la DCI TW377333","MC",null,"U441","12U","635 992,00","3000-01-01",0,1,0,null,null,"BIOMED_ULIS",{"$error":"#NAME?"},{"$f":"IFERROR(\"Oui, à la ligne \" & MATCH(tableFévrier[[#This Row],[Fusion]],tableOctobre[Fusion],0)+1,\"Non trouvé\")","v":"Non trouvé"}]
["BAT01RC26","Vestiaires hommes ville","CURA326862","Casier visiteur","MC",null,"U200BATP","13U","635 995,00","3000-01-01",0,1,0,null,null,"BIOMED_ULIS",{"$error":"#NAME?"},{"$f":"IFERROR(\"Oui, à la ligne \" & MATCH(tableFévrier[[#This Row],[Fusion]],tableOctobre[Fusion],0)+1,\"Non trouvé\")","v":"Non trouvé"},null,32827,null,32827]
["ELEGE110","Groupe électrogène N°1","U_ELEC000018","Maintenance électrique ge","MPS","DEF","U222ELE","10U","636 001,00","2024-06-15",3,1,0,4,2,"BIOMED_ULIS",{"$error":"#NAME?"},{"$f":"IFERROR(\"Oui, à la ligne \" & MATCH(tableFévrier[[#This Row],[Fusion]],tableOctobre[Fusion],0)+1,\"Non trouvé\")","v":"Non trouvé"},null,32828,null,32828]
["ELEGE120","Groupe électrogène N°2","U_ELEC000018","Maintenance électrique ge","MPS","DEF","U222ELE","10U","636 002,00","2024-06-15",3,1,0,4,2,"BIOMED_ULIS",{"$error":"#NAME?"},{"$f":"IFERROR(\"Oui, à la ligne \" & MATCH(tableFévrier[[#This Row],[Fusion]],tableOctobre[Fusion],0)+1,\"Non trouvé\")","v":"Non trouvé"},null,32829,null,32829]
["ELEGE130","Groupe électrogène N°3","U_ELEC000018","Maintenance électrique ge","MPS","DEF","U222ELE","10U","636 003,00","2024-06-07",3,1,0,4,2,"BIOMED_ULIS",{"$error":"#NAME?"},{"$f":"IFERROR(\"Oui, à la ligne \" & MATCH(tableFévrier[[#This Row],[Fusion]],tableOctobre[Fusion],0)+1,\"Non trouvé\")","v":"Non trouvé"},null,32830,null,32830]
["TECHOUT36","Table d'atelier élévatrice","CURA326865","CONTRAT VISITE REGLEMENTAIRE U200","MC",null,"U200","15U",null,"2024-02-07",0,1,0,null,null,"BIOMED_ULIS",{"$error":"#NAME?"},{"$f":"IFERROR(\"Oui, à la ligne \" & MATCH(tableFévrier[[#This Row],[Fusion]],tableOctobre[Fusion],0)+1,\"Non trouvé\")","v":"Non trouvé"},null,32831,null,32831]
["BAT09","Bâtiment 9 restaurant salle de réunion","CURA326867","Fermeture et consignation vanne d'alimentation d'eau","SER",null,"S244","10U",null,"2024-02-07",0,1,0,null,null,"BIOMED_ULIS",{"$error":"#NAME?"},{"$f":"IFERROR(\"Oui, à la ligne \" & MATCH(tableFévrier[[#This Row],[Fusion]],tableOctobre[Fusion],0)+1,\"Non trouvé\")","v":"Non trouvé"},null,32832,null,32832]
["BAT01ASC01","Ascenseur duplex gauche B1","CURA326868","CONTRAT VISITE REGLEMENTAIRE 2024","MC",null,"U235BATU","15U",null,"2024-02-07",0,1,0,null,null,"BIOMED_ULIS",{"$error":"#NAME?"},{"$f":"IFERROR(\"Oui, à la ligne \" & MATCH(tableFévrier[[#This Row],[Fusion]],tableOctobre[Fusion],0)+1,\"Non trouvé\")","v":"Non trouvé"},null,32833,null,32833]
["MGPTRP07","Transpalette électrique","CURA326869","CONTRAT VISITES REGLEMENTAIRES 2024 U406","MC",null,"U406","15U",null,"2024-02-07",0,1,0,null,null,"BIOMED_ULIS",{"$error":"#NAME?"},{"$f":"IFERROR(\"Oui, à la ligne \" & MATCH(tableFévrier[[#This Row],[Fusion]],tableOctobre[Fusion],0)+1,\"Non trouvé\")","v":"Non trouvé"},null,32834,null,32834]
["PLAPAL04","Palan électrique articulée centri. plasma","CURA326871","CONTRAT VISITES REGLEMENTAIRES 2024 U440LEV","MC",null,"U440LEV","15U",null,"2024-02-07",0,1,0,null,null,"BIOMED_ULIS",{"$error":"#NAME?"},{"$f":"IFERROR(\"Oui, à la ligne \" & MATCH(tableFévrier[[#This Row],[Fusion]],tableOctobre[Fusion],0)+1,\"Non trouvé\")","v":"Non trouvé"},null,32835,null,32835]
["GAMCT12","Cuve n°2 préparation tampon","CURA326873","GAM CT12 Changement des roues","MC",null,"U441","11U",null,"2024-01-29",0,1,0,null,null,"BIOMED_ULIS",{"$error":"#NAME?"},{"$f":"IFERROR(\"Oui, à la ligne \" & MATCH(tableFévrier[[#This Row],[Fusion]],tableOctobre[Fusion],0)+1,\"Non trouvé\")","v":"Non trouvé"},null,32836,null,32836]
["BAT08","Bâtiment 8 de production","CURA326874","Chariot Cunos ALB014/ALB015/ALB016/ALB017","MC",null,"U200BATP","11U",null,"2024-01-30",0,1,0,null,null,"BIOMED_ULIS",{"$error":"#NAME?"},{"$f":"IFERROR(\"Oui, à la ligne \" & MATCH(tableFévrier[[#This Row],[Fusion]],tableOctobre[Fusion],0)+1,\"Non trouvé\")","v":"Non trouvé"}]
["BAT08","Bâtiment 8 de production","CURA326875","CHARIOT SUPPORT FILTRES POUR LA REPARTITION ALBUMINE","MC",null,"U200BATP","11U",null,"2024-01-30",0,1,0,null,null,"BIOMED_ULIS",{"$error":"#NAME?"},{"$f":"IFERROR(\"Oui, à la ligne \" & MATCH(tableFévrier[[#This Row],[Fusion]],tableOctobre[Fusion],0)+1,\"Non trouvé\")","v":"Non trouvé"},null,32838,null,32838]
["BAT08","Bâtiment 8 de production","CURA326876","Table de débatissage FP Albumine TI+II+III","MC",null,"U200BATP","11U",null,"2024-01-29",0,1,0,null,null,"BIOMED_ULIS",{"$error":"#NAME?"},{"$f":"IFERROR(\"Oui, à la ligne \" & MATCH(tableFévrier[[#This Row],[Fusion]],tableOctobre[Fusion],0)+1,\"Non trouvé\")","v":"Non trouvé"},null,32839,null,32839]
["MGGEQUIP","Equipements spécif. magasin général","CURA326877","Changement des tuyaux périmés d'acide nitrique","MC",null,"U168","11U",null,"2024-01-29",0,1,0,null,null,"BIOMED_ULIS",{"$error":"#NAME?"},{"$f":"IFERROR(\"Oui, à la ligne \" & MATCH(tableFévrier[[#This Row],[Fusion]],tableOctobre[Fusion],0)+1,\"Non trouvé\")","v":"Non trouvé"},null,32840]
["GAMPLC08","Automate extension B8","CURA326885","Raz peson gamr43","MC",null,"U441","11U","636 136,00","3000-01-01",0,1,0,null,null,"BIOMED_ULIS",{"$error":"#NAME?"},{"$f":"IFERROR(\"Oui, à la ligne \" & MATCH(tableFévrier[[#This Row],[Fusion]],tableOctobre[Fusion],0)+1,\"Non trouvé\")","v":"Non trouvé"}]
["DCGTSK01","Transstockeur","CURA326886","Defaut sur moteur fourche","MC",null,"U411","11U","636 137,00","3000-01-01",0,1,0,null,null,"BIOMED_ULIS",{"$error":"#NAME?"},{"$f":"IFERROR(\"Oui, à la ligne \" & MATCH(tableFévrier[[#This Row],[Fusion]],tableOctobre[Fusion],0)+1,\"Non trouvé\")","v":"Non trouvé"},null,32841,null,32841]
["FIBP1500","Pompe péristalt. alimentation FIBC1500","CURA326888","Fuite","MC",null,"U411","11U","636 139,00","3000-01-01",0,1,0,null,null,"BIOMED_ULIS",{"$error":"#NAME?"},{"$f":"IFERROR(\"Oui, à la ligne \" & MATCH(tableFévrier[[#This Row],[Fusion]],tableOctobre[Fusion],0)+1,\"Non trouvé\")","v":"Non trouvé"},null,32842,null,32842]
["BCHDIL12","Diluteur","U_METR000044","Vérification PERIODIQUE Dilluteur","MPS","METR","U624UAP","22U",null,"2024-02-07T13:41:16",3,1,0,13,1,"BIOMED_ULIS",{"$error":"#NAME?"},{"$f":"IFERROR(\"Oui, à la ligne \" & MATCH(tableFévrier[[#This Row],[Fusion]],tableOctobre[Fusion],0)+1,\"Non trouvé\")","v":"Non trouvé"},null,32843,null,32843]
["BAT01CMPSS31","Enregistrement pression en 1SS31","CURA326898","Joint porte 1SS31","MC",null,"U410","13U","636 143,00","3000-01-01",0,1,0,null,null,"BIOMED_ULIS",{"$error":"#NAME?"},{"$f":"IFERROR(\"Oui, à la ligne \" & MATCH(tableFévrier[[#This Row],[Fusion]],tableOctobre[Fusion],0)+1,\"Non trouvé\")","v":"Non trouvé"},null,32844,null,32844]
["AC25CT25","Caisson de traitement d'air AC25","CURA326899","Grilles de reprise à revoir en 8RC224","MC",null,"U222AC","10U","636 147,00","3000-01-01",0,1,0,null,null,"BIOMED_ULIS",{"$error":"#NAME?"},{"$f":"IFERROR(\"Oui, à la ligne \" & MATCH(tableFévrier[[#This Row],[Fusion]],tableOctobre[Fusion],0)+1,\"Non trouvé\")","v":"Non trouvé"},null,32845,null,32845]
["AC25F48","Filtre terminale 8RC 223","CURA326900","Grilles AC25F48 et AC25F30 à revoir","AME",null,"U222AC","10U","636 148,00","3000-01-01",0,1,0,null,null,"BIOMED_ULIS",{"$error":"#NAME?"},{"$f":"IFERROR(\"Oui, à la ligne \" & MATCH(tableFévrier[[#This Row],[Fusion]],tableOctobre[Fusion],0)+1,\"Non trouvé\")","v":"Non trouvé"},null,32846,null,32846]
["AC25CT25","Caisson de traitement d'air AC25","CURA326902","8RC210  Grille de reprise d'air AC25R13 abimée","MC",null,"U222AC","10U","636 150,00","3000-01-01",0,1,0,null,null,"BIOMED_ULIS",{"$error":"#NAME?"},{"$f":"IFERROR(\"Oui, à la ligne \" & MATCH(tableFévrier[[#This Row],[Fusion]],tableOctobre[Fusion],0)+1,\"Non trouvé\")","v":"Non trouvé"},null,32847,null,32847]
["ALBFP06","Filtre-presse albumine T I+II+III","CURA326912","Défaut niveau très haut bac FP","MC",null,"U440","11U","636 163,00","3000-01-01",0,1,0,null,null,"BIOMED_ULIS",{"$error":"#NAME?"},{"$f":"IFERROR(\"Oui, à la ligne \" & MATCH(tableFévrier[[#This Row],[Fusion]],tableOctobre[Fusion],0)+1,\"Non trouvé\")","v":"Non trouvé"},null,32848,null,32848]
["BAT01RC04","Lingerie hommes","CURA326917","Fiche RSD: Manque la prise de courant à l'entrée de la lingerie","MCU",null,"U200BATP","10U","636 167,00","3000-01-01",0,1,0,null,null,"BIOMED_ULIS",{"$error":"#NAME?"},{"$f":"IFERROR(\"Oui, à la ligne \" & MATCH(tableFévrier[[#This Row],[Fusion]],tableOctobre[Fusion],0)+1,\"Non trouvé\")","v":"Non trouvé"},null,32849,null,32849]
["GAMPP85","Pompe sortie GAMR20 fibrinogène TI","U_PROC000220","Contrôle débit pompe","MPS","MAINT","U441","11U",null,"2024-09-30",3,1,0,1,3,"BIOMED_ULIS",{"$error":"#NAME?"},{"$f":"IFERROR(\"Oui, à la ligne \" & MATCH(tableFévrier[[#This Row],[Fusion]],tableOctobre[Fusion],0)+1,\"Non trouvé\")","v":"Non trouvé"},null,32850,null,32850]
["ALBR006","Réacteur n°6 fractionnement albumine","CURA326920","Essai évolution poids","MC",null,"U440","11U","636 199,00","3000-01-01",0,1,0,null,null,"BIOMED_ULIS",{"$error":"#NAME?"},{"$f":"IFERROR(\"Oui, à la ligne \" & MATCH(tableFévrier[[#This Row],[Fusion]],tableOctobre[Fusion],0)+1,\"Non trouvé\")","v":"Non trouvé"}]
["FIBR30","Cuve mobile FIBR30","CURA326921","Defaut variateur agitation","MC",null,"U411","11U","636 201,00","3000-01-01",0,1,0,null,null,"BIOMED_ULIS",{"$error":"#NAME?"},{"$f":"IFERROR(\"Oui, à la ligne \" & MATCH(tableFévrier[[#This Row],[Fusion]],tableOctobre[Fusion],0)+1,\"Non trouvé\")","v":"Non trouvé"},null,32851,null,32851]
["WW1","Réseaux eaux usées ouest","CURA326922","Défaut ph seuil très bas cuve effluent","MC",null,"U235WW","11U","636 202,00","3000-01-01",0,1,0,null,null,"BIOMED_ULIS",{"$error":"#NAME?"},{"$f":"IFERROR(\"Oui, à la ligne \" & MATCH(tableFévrier[[#This Row],[Fusion]],tableOctobre[Fusion],0)+1,\"Non trouvé\")","v":"Non trouvé"}]
["ALBR005","Réacteur n°5 fractionnement albumine","CURA326924","Vanne intro ethanol en défaut","MC",null,"U440","11U","636 209,00","3000-01-01",0,1,0,null,null,"BIOMED_ULIS",{"$error":"#NAME?"},{"$f":"IFERROR(\"Oui, à la ligne \" & MATCH(tableFévrier[[#This Row],[Fusion]],tableOctobre[Fusion],0)+1,\"Non trouvé\")","v":"Non trouvé"}]
["SHW15CHD01","Chaudière 1","CURA326933","Commande/Raccordement compteurs Gaz chaudière B15","AME",null,"U222","10U",null,"2024-02-08",0,1,0,null,null,"BIOMED_ULIS",{"$error":"#NAME?"},{"$f":"IFERROR(\"Oui, à la ligne \" & MATCH(tableFévrier[[#This Row],[Fusion]],tableOctobre[Fusion],0)+1,\"Non trouvé\")","v":"Non trouvé"},null,32852,null,32852]
["BAT08RC215","Laverie ADEAE","CURA326941","Délimitation emplacement marche pied","MC",null,"U200BATP","13U","636 231,00","3000-01-01",0,1,0,null,null,"BIOMED_ULIS",{"$error":"#NAME?"},{"$f":"IFERROR(\"Oui, à la ligne \" & MATCH(tableFévrier[[#This Row],[Fusion]],tableOctobre[Fusion],0)+1,\"Non trouvé\")","v":"Non trouvé"},null,32853,null,32853]
["BAT08RC201","Atelier réacteurs de fractionnement","CURA326942","Supports brosses oranges en 8RC201","MC",null,"U200BATP","13U","636 232,00","3000-01-01",0,1,0,null,null,"BIOMED_ULIS",{"$error":"#NAME?"},{"$f":"IFERROR(\"Oui, à la ligne \" & MATCH(tableFévrier[[#This Row],[Fusion]],tableOctobre[Fusion],0)+1,\"Non trouvé\")","v":"Non trouvé"},null,32854,null,32854]
["BAT01SS31","Atelier broyage plasma","CURA326943","Absence identification de l'emplacement stockage des bidons d'éthanol","MC",null,"U200BATP","13U","636 233,00","3000-01-01",0,1,0,null,null,"BIOMED_ULIS",{"$error":"#NAME?"},{"$f":"IFERROR(\"Oui, à la ligne \" & MATCH(tableFévrier[[#This Row],[Fusion]],tableOctobre[Fusion],0)+1,\"Non trouvé\")","v":"Non trouvé"},null,32855,null,32855]
["BAT08RC106","Laverie centris gamma","CURA326944","Luminaire HS en 8RC106","MC",null,"U200BATP","10U","636 235,00","3000-01-01",0,1,0,null,null,"BIOMED_ULIS",{"$error":"#NAME?"},{"$f":"IFERROR(\"Oui, à la ligne \" & MATCH(tableFévrier[[#This Row],[Fusion]],tableOctobre[Fusion],0)+1,\"Non trouvé\")","v":"Non trouvé"},null,32856,null,32856]
["BAT08RC107","Couloir atelier gamma","CURA326945","Supports brosses oranges en 8RC107","MC",null,"U200BATP","13U","636 236,00","3000-01-01",0,1,0,null,null,"BIOMED_ULIS",{"$error":"#NAME?"},{"$f":"IFERROR(\"Oui, à la ligne \" & MATCH(tableFévrier[[#This Row],[Fusion]],tableOctobre[Fusion],0)+1,\"Non trouvé\")","v":"Non trouvé"},null,32857,null,32857]
["ALBCP05","Pompe alimentation FP TIV","CURA326948","Fuite sur pompe","MC",null,"U440","11U","636 250,00","3000-01-01",0,1,0,null,null,"BIOMED_ULIS",{"$error":"#NAME?"},{"$f":"IFERROR(\"Oui, à la ligne \" & MATCH(tableFévrier[[#This Row],[Fusion]],tableOctobre[Fusion],0)+1,\"Non trouvé\")","v":"Non trouvé"},null,32858,null,32858]
["NEP10ST10","Station de nettoyage en place n°10","CURA326949","Defaut conductivite","MC",null,"U236NEP","11U","636 251,00","3000-01-01",0,1,0,null,null,"BIOMED_ULIS",{"$error":"#NAME?"},{"$f":"IFERROR(\"Oui, à la ligne \" & MATCH(tableFévrier[[#This Row],[Fusion]],tableOctobre[Fusion],0)+1,\"Non trouvé\")","v":"Non trouvé"}]
["DCGR500","Cuve de collecte fondoirs","CURA326950","Conduite d installation","CON",null,"U411","11U","636 252,00","3000-01-01",0,1,0,null,null,"BIOMED_ULIS",{"$error":"#NAME?"},{"$f":"IFERROR(\"Oui, à la ligne \" & MATCH(tableFévrier[[#This Row],[Fusion]],tableOctobre[Fusion],0)+1,\"Non trouvé\")","v":"Non trouvé"},null,32859,null,32859]
["ALBFP05","Filtre presse temps IV","CURA326951","Réglage pression AC pompe et séchage","MCU",null,"U421DEAE","11U","636 253,00","3000-01-01",0,1,0,null,null,"BIOMED_ULIS",{"$error":"#NAME?"},{"$f":"IFERROR(\"Oui, à la ligne \" & MATCH(tableFévrier[[#This Row],[Fusion]],tableOctobre[Fusion],0)+1,\"Non trouvé\")","v":"Non trouvé"},null,32860,null,32860]
["ALBFP06","Filtre-presse albumine T I+II+III","CURA326952","Support capteur niveau bac FP","MCU",null,"U440","11U","636 254,00","3000-01-01",0,1,0,null,null,"BIOMED_ULIS",{"$error":"#NAME?"},{"$f":"IFERROR(\"Oui, à la ligne \" & MATCH(tableFévrier[[#This Row],[Fusion]],tableOctobre[Fusion],0)+1,\"Non trouvé\")","v":"Non trouvé"},null,32861,null,32861]
["GAMTA","Tableau de pontage A sortie réacteurs","CURA326953","Bouchon sur emplacement capteur vide","AME",null,"U441","11U","636 255,00","3000-01-01",0,1,0,null,null,"BIOMED_ULIS",{"$error":"#NAME?"},{"$f":"IFERROR(\"Oui, à la ligne \" & MATCH(tableFévrier[[#This Row],[Fusion]],tableOctobre[Fusion],0)+1,\"Non trouvé\")","v":"Non trouvé"},null,32862,null,32862]
["RF14EVA02","Evaporateur couloir cf n°13 - 40°C","CURA326954","Dégivrage du caisson","SER",null,"U222RF","10U","636 256,00","3000-01-01",0,1,0,null,null,"BIOMED_ULIS",{"$error":"#NAME?"},{"$f":"IFERROR(\"Oui, à la ligne \" & MATCH(tableFévrier[[#This Row],[Fusion]],tableOctobre[Fusion],0)+1,\"Non trouvé\")","v":"Non trouvé"},null,32863,null,32863]
["PLAOUT12","Chariot de démontage des bols de centri.","CURA326955","Chariot plaout12","MC",null,"U410","11U",null,"2024-02-07",0,1,0,null,null,"BIOMED_ULIS",{"$error":"#NAME?"},{"$f":"IFERROR(\"Oui, à la ligne \" & MATCH(tableFévrier[[#This Row],[Fusion]],tableOctobre[Fusion],0)+1,\"Non trouvé\")","v":"Non trouvé"},null,32864,null,32864]
["BAT08RC53","Laverie albumine 8RC53","CURA326959","Cache du Sprinkler qui est tombé en 8RC53","MC",null,"U200BATP","80U",null,"2024-01-30",0,1,0,null,null,"BIOMED_ULIS",{"$error":"#NAME?"},{"$f":"IFERROR(\"Oui, à la ligne \" & MATCH(tableFévrier[[#This Row],[Fusion]],tableOctobre[Fusion],0)+1,\"Non trouvé\")","v":"Non trouvé"},null,32865,null,32865]
["AC406CT406","Caisson de traitement d'air zones techniques","CURA326960","Remplacement moteur et variateur de vitesse GED","MC",null,"U222AC","10U",null,"2024-02-08",0,1,0,null,null,"BIOMED_ULIS",{"$error":"#NAME?"},{"$f":"IFERROR(\"Oui, à la ligne \" & MATCH(tableFévrier[[#This Row],[Fusion]],tableOctobre[Fusion],0)+1,\"Non trouvé\")","v":"Non trouvé"},null,32866,null,32866]
["MCBMS01","Spectromètre de masse","CURA326983","Problème de connexion et redémarrage du PC lié au spectromètre de masse lors du lancement d'analyses","MC",null,"U640MCB","21U",null,"2024-02-08",0,1,0,null,null,"BIOMED_ULIS",{"$error":"#NAME?"},{"$f":"IFERROR(\"Oui, à la ligne \" & MATCH(tableFévrier[[#This Row],[Fusion]],tableOctobre[Fusion],0)+1,\"Non trouvé\")","v":"Non trouvé"},null,32867,null,32867]
["BAT08SS59","Sas de désinfection et transfert","CURA326984","Problème porte coulissante","MC",null,"U200BATP","10U","636 312,00","3000-01-01",0,1,0,null,null,"BIOMED_ULIS",{"$error":"#NAME?"},{"$f":"IFERROR(\"Oui, à la ligne \" & MATCH(tableFévrier[[#This Row],[Fusion]],tableOctobre[Fusion],0)+1,\"Non trouvé\")","v":"Non trouvé"},null,32868,null,32868]
["CIPPV0240","Vanne manifold point bas réseau CIP 02","CURA326986","Défaut vanne","MC",null,"U236NEP","11U","636 314,00","3000-01-01",0,1,0,null,null,"BIOMED_ULIS",{"$error":"#NAME?"},{"$f":"IFERROR(\"Oui, à la ligne \" & MATCH(tableFévrier[[#This Row],[Fusion]],tableOctobre[Fusion],0)+1,\"Non trouvé\")","v":"Non trouvé"},null,32869,null,32869]
["BAT08","Bâtiment 8 de production","CURA326987","Collage etiquettes manquantes","MC",null,"U200BATP","11U","636 327,00","3000-01-01",0,1,0,null,null,"BIOMED_ULIS",{"$error":"#NAME?"},{"$f":"IFERROR(\"Oui, à la ligne \" & MATCH(tableFévrier[[#This Row],[Fusion]],tableOctobre[Fusion],0)+1,\"Non trouvé\")","v":"Non trouvé"},null,32870,null,32870]
["GAMCT23","Cuve mobile uf gamma","CURA326988","Disjonction 400","MC",null,"U441","11U","636 328,00","3000-01-01",0,1,0,null,null,"BIOMED_ULIS",{"$error":"#NAME?"},{"$f":"IFERROR(\"Oui, à la ligne \" & MATCH(tableFévrier[[#This Row],[Fusion]],tableOctobre[Fusion],0)+1,\"Non trouvé\")","v":"Non trouvé"},null,32871,null,32871]
["GAMCP22","Disperseur Fibri TI","CURA326989","Présence de rouging","MC",null,"U441","11U",null,"2023-12-19",0,1,0,null,null,"BIOMED_ULIS",{"$error":"#NAME?"},{"$f":"IFERROR(\"Oui, à la ligne \" & MATCH(tableFévrier[[#This Row],[Fusion]],tableOctobre[Fusion],0)+1,\"Non trouvé\")","v":"Non trouvé"},null,32872,null,32872]
["BAT08","Bâtiment 8 de production","CURA326990","Passivation des tables roulantes dans les ateliers","MC",null,"U200BATP","11U",null,"2024-01-24",0,1,0,null,null,"BIOMED_ULIS",{"$error":"#NAME?"},{"$f":"IFERROR(\"Oui, à la ligne \" & MATCH(tableFévrier[[#This Row],[Fusion]],tableOctobre[Fusion],0)+1,\"Non trouvé\")","v":"Non trouvé"},null,32873,null,32873]
["BAT08RC70","Atelier UF albumine","CURA326991","Table rouillée et non identifiée","MC",null,"U200BATP","11U",null,"2024-02-07",0,1,0,null,null,"BIOMED_ULIS",{"$error":"#NAME?"},{"$f":"IFERROR(\"Oui, à la ligne \" & MATCH(tableFévrier[[#This Row],[Fusion]],tableOctobre[Fusion],0)+1,\"Non trouvé\")","v":"Non trouvé"},null,32874,null,32874]
["ADEARM10","Armoire électrique skid de répartition","CURA326992","Cable dénudé de pompe de répartition dans 8RC224","MC",null,"U421DEAE","11U",null,"2024-02-08",0,1,0,null,null,"BIOMED_ULIS",{"$error":"#NAME?"},{"$f":"IFERROR(\"Oui, à la ligne \" & MATCH(tableFévrier[[#This Row],[Fusion]],tableOctobre[Fusion],0)+1,\"Non trouvé\")","v":"Non trouvé"},null,32875,null,32875]
["TAMR147_001","Cuve préparatoire tampons 500L","CURA326993","Joint manquant/ abimé en haut des cuves tampon TAMR 147/148/149","MC",null,"U421DEAE","11U",null,"2024-02-08",0,1,0,null,null,"BIOMED_ULIS",{"$error":"#NAME?"},{"$f":"IFERROR(\"Oui, à la ligne \" & MATCH(tableFévrier[[#This Row],[Fusion]],tableOctobre[Fusion],0)+1,\"Non trouvé\")","v":"Non trouvé"},null,32876,null,32876]
["TAMR148_001","Cuve préparatoire tampons 1000L","CURA326994","Présence de Rouille en haut de TAMR148 derrière le trou d'homme","MC",null,"U421DEAE","11U",null,"2024-02-08",0,1,0,null,null,"BIOMED_ULIS",{"$error":"#NAME?"},{"$f":"IFERROR(\"Oui, à la ligne \" & MATCH(tableFévrier[[#This Row],[Fusion]],tableOctobre[Fusion],0)+1,\"Non trouvé\")","v":"Non trouvé"},null,32877,null,32877]
["TAMR148_001","Cuve préparatoire tampons 1000L","CURA326995","Rougeing TAMR147/148/149","MC",null,"U421DEAE","11U",null,"2024-02-08",0,1,0,null,null,"BIOMED_ULIS",{"$error":"#NAME?"},{"$f":"IFERROR(\"Oui, à la ligne \" & MATCH(tableFévrier[[#This Row],[Fusion]],tableOctobre[Fusion],0)+1,\"Non trouvé\")","v":"Non trouvé"},null,32878,null,32878]
["BAT08SS59","Sas de désinfection et transfert","CURA326999","Porte d' entré 8SS59","MC",null,"U200BATP","13U","636 339,00","3000-01-01",0,1,0,null,null,"BIOMED_ULIS",{"$f":"_xlfn.TEXTJOIN(\"\",TRUE,A34178:D34178,H34178,N34178)","v":{"$error":"#NAME?"}},{"$f":"IFERROR(\"Oui, à la ligne \" & MATCH(tableFévrier[[#This Row],[Fusion]],tableOctobre[Fusion],0)+1,\"Non trouvé\")","v":"Non trouvé"},null,32879,null,32879]
["BAT08RC104","Atelier  FP immunoglobuline","CURA327000","Demande de support pour maillet en 8RC104","MC",null,"U200BATP","13U",null,"2024-02-08",0,1,0,null,null,"BIOMED_ULIS",{"$error":"#NAME?"},{"$f":"IFERROR(\"Oui, à la ligne \" & MATCH(tableFévrier[[#This Row],[Fusion]],tableOctobre[Fusion],0)+1,\"Non trouvé\")","v":"Non trouvé"},null,32880,null,32880]
["BAT01SS29","Vestiaire décongélation","CURA327001","Ajout de portant gants inox en 1ss29","MC",null,"U200BATP","13U","636 341,00","3000-01-01",0,1,0,null,null,"BIOMED_ULIS",{"$error":"#NAME?"},{"$f":"IFERROR(\"Oui, à la ligne \" & MATCH(tableFévrier[[#This Row],[Fusion]],tableOctobre[Fusion],0)+1,\"Non trouvé\")","v":"Non trouvé"},null,32881,null,32881]
["DDPEQUIP","Equipements dévelop. préclinique r & d","CURA327002","Resserrage du groom de la porte à code 1272","MC",null,"U850","13U","636 342,00","3000-01-01",0,1,0,null,null,"BIOTECH_ULIS",{"$error":"#NAME?"},{"$f":"IFERROR(\"Oui, à la ligne \" & MATCH(tableFévrier[[#This Row],[Fusion]],tableOctobre[Fusion],0)+1,\"Non trouvé\")","v":"Non trouvé"},null,32882,null,32882]
["ALBCML33","Détecteur présence liquide bac ALBFP06","CURA327004","Ne fonctionne pas","MC",null,"U440","11U","636 346,00","3000-01-01",0,1,0,null,null,"BIOMED_ULIS",{"$error":"#NAME?"},{"$f":"IFERROR(\"Oui, à la ligne \" & MATCH(tableFévrier[[#This Row],[Fusion]],tableOctobre[Fusion],0)+1,\"Non trouvé\")","v":"Non trouvé"},null,32883,null,32883]
["GAMPLC03","Automate centrifugation gamma","CURA327005","GAMPV191 => défaut compte rendu","MC",null,"U441","11U","636 347,00","3000-01-01",0,1,0,null,null,"BIOMED_ULIS",{"$error":"#NAME?"},{"$f":"IFERROR(\"Oui, à la ligne \" & MATCH(tableFévrier[[#This Row],[Fusion]],tableOctobre[Fusion],0)+1,\"Non trouvé\")","v":"Non trouvé"},null,32884,null,32884]
["MCBAPL012","Applicateur Biocontact n°1846-20","CURA327007","BRUIT A L'INTERIEUR DE L'EQUIPEMEMNT","MC",null,"U640MCB","21U",null,"2024-02-09",0,1,0,null,null,"BIOMED_ULIS",{"$error":"#NAME?"},{"$f":"IFERROR(\"Oui, à la ligne \" & MATCH(tableFévrier[[#This Row],[Fusion]],tableOctobre[Fusion],0)+1,\"Non trouvé\")","v":"Non trouvé"},null,32885,null,32885]
["BAT08RC123","Salle pontage albumine","CURA327015","Reprise sol","MC",null,"U200BATP","13U","636 355,00","3000-01-01",0,1,0,null,null,"BIOMED_ULIS",{"$error":"#NAME?"},{"$f":"IFERROR(\"Oui, à la ligne \" & MATCH(tableFévrier[[#This Row],[Fusion]],tableOctobre[Fusion],0)+1,\"Non trouvé\")","v":"Non trouvé"},null,32886,null,32886]
["AC405CT405","Caisson de traitement d'air Circulation Classe C","CURA327017","Défaut incendie","MC",null,"U222AC","10U","636 359,00","3000-01-01",0,1,0,null,null,"BIOMED_ULIS",{"$error":"#NAME?"},{"$f":"IFERROR(\"Oui, à la ligne \" & MATCH(tableFévrier[[#This Row],[Fusion]],tableOctobre[Fusion],0)+1,\"Non trouvé\")","v":"Non trouvé"},null,32887,null,32887]
["AC401CT401","Caisson de traitement d'air Fibrinogene","CURA327018","Tuyaux delta P abimé","AME",null,"U222AC","10U","636 360,00","3000-01-01",0,1,0,null,null,"BIOMED_ULIS",{"$error":"#NAME?"},{"$f":"IFERROR(\"Oui, à la ligne \" & MATCH(tableFévrier[[#This Row],[Fusion]],tableOctobre[Fusion],0)+1,\"Non trouvé\")","v":"Non trouvé"},null,32888,null,32888]
["MGPCF13","Chambre froide n°13 couloir -40°C","CURA327032","Nettoyage de planché situé au dessus de la chambre","MC",null,"U222RF","10U","636 438,00","3000-01-01",0,1,0,null,null,"BIOMED_ULIS",{"$error":"#NAME?"},{"$f":"IFERROR(\"Oui, à la ligne \" & MATCH(tableFévrier[[#This Row],[Fusion]],tableOctobre[Fusion],0)+1,\"Non trouvé\")","v":"Non trouvé"},null,32889,null,32889]
["ALBR005","Réacteur n°5 fractionnement albumine","CURA327038","IP démontage canalisation évent","CON",null,"U440","11U","636 458,00","3000-01-01",0,1,0,null,null,"BIOMED_ULIS",{"$error":"#NAME?"},{"$f":"IFERROR(\"Oui, à la ligne \" & MATCH(tableFévrier[[#This Row],[Fusion]],tableOctobre[Fusion],0)+1,\"Non trouvé\")","v":"Non trouvé"},null,32890,null,32890]
["GAMUF01","Module d'utrafiltration  gamma n°1","CURA327039","Défaut conductivité","MC",null,"U441","11U","636 460,00","3000-01-01",0,1,0,null,null,"BIOMED_ULIS",{"$error":"#NAME?"},{"$f":"IFERROR(\"Oui, à la ligne \" & MATCH(tableFévrier[[#This Row],[Fusion]],tableOctobre[Fusion],0)+1,\"Non trouvé\")","v":"Non trouvé"},null,32891,null,32891]
["CQBETUV04","Enceinte à température ambiante +20°C n°218862","CURA327041","Alarme GTC","MC",null,"U633","11U","636 462,00","3000-01-01",0,1,0,null,null,"BIOTECH_ULIS",{"$error":"#NAME?"},{"$f":"IFERROR(\"Oui, à la ligne \" & MATCH(tableFévrier[[#This Row],[Fusion]],tableOctobre[Fusion],0)+1,\"Non trouvé\")","v":"Non trouvé"},null,32892,null,32892]
["BAT01","Bâtiment 1 commun","CURA327042","Poignée de porte 1SS25 cassée","MC",null,"U235BATU","13U","636 463,00","3000-01-01",0,1,0,null,null,"BIOMED_ULIS",{"$error":"#NAME?"},{"$f":"IFERROR(\"Oui, à la ligne \" & MATCH(tableFévrier[[#This Row],[Fusion]],tableOctobre[Fusion],0)+1,\"Non trouvé\")","v":"Non trouvé"},null,32893,null,32893]
["WECP08","Pompe vidange bac ALBFP06","CURA327043","Tête de Pompe HS","MC",null,"U440","11U","636 464,00","3000-01-01",0,1,0,null,null,"BIOMED_ULIS",{"$error":"#NAME?"},{"$f":"IFERROR(\"Oui, à la ligne \" & MATCH(tableFévrier[[#This Row],[Fusion]],tableOctobre[Fusion],0)+1,\"Non trouvé\")","v":"Non trouvé"},null,32894,null,32894]
["PW33","Prod. Eau purifiée ORION n°3","CURA327044","Défaut AIT 11","MC",null,"U222PW","11U","636 465,00","3000-01-01",0,1,0,null,null,"BIOMED_ULIS",{"$error":"#NAME?"},{"$f":"IFERROR(\"Oui, à la ligne \" & MATCH(tableFévrier[[#This Row],[Fusion]],tableOctobre[Fusion],0)+1,\"Non trouvé\")","v":"Non trouvé"}]
["PLAR01","Mélangeur fondoir plasma n°1","CURA327046","Bruit au niveau du ventilateur moteur","MC",null,"U410","11U","636 467,00","3000-01-01",0,1,0,null,null,"BIOMED_ULIS",{"$error":"#NAME?"},{"$f":"IFERROR(\"Oui, à la ligne \" & MATCH(tableFévrier[[#This Row],[Fusion]],tableOctobre[Fusion],0)+1,\"Non trouvé\")","v":"Non trouvé"},null,32895,null,32895]
["GAMHV92","Vanne de contre courant régé","CURA327050"," le capteur de vanne ne voit pas l'ouverture","MC",null,"U441","11U","636 471,00","3000-01-01",0,1,0,null,null,"BIOMED_ULIS",{"$error":"#NAME?"},{"$f":"IFERROR(\"Oui, à la ligne \" & MATCH(tableFévrier[[#This Row],[Fusion]],tableOctobre[Fusion],0)+1,\"Non trouvé\")","v":"Non trouvé"},null,32896,null,32896]
["BAT11","Bâtiment 11 Magasin général et plasma","CURA327051","Zébra bat11","MC",null,"U235BATL","13U","636 472,00","3000-01-01",0,1,0,null,null,"BIOMED_ULIS",{"$error":"#NAME?"},{"$f":"IFERROR(\"Oui, à la ligne \" & MATCH(tableFévrier[[#This Row],[Fusion]],tableOctobre[Fusion],0)+1,\"Non trouvé\")","v":"Non trouvé"},null,32897,null,32897]
["BAT08","Bâtiment 8 de production","CURA327052","Rangement du CP sécurité","MC",null,"U200BATP","11U","636 473,00","3000-01-01",0,1,0,null,null,"BIOMED_ULIS",{"$error":"#NAME?"},{"$f":"IFERROR(\"Oui, à la ligne \" & MATCH(tableFévrier[[#This Row],[Fusion]],tableOctobre[Fusion],0)+1,\"Non trouvé\")","v":"Non trouvé"},null,32898,null,32898]
["WFIDIST03","Distillateur eau ppi n°3 FINN-AQUA","CURA327055","Fuite AC","MC",null,"U235BATL","11U","636 476,00","3000-01-01",0,1,0,null,null,"BIOMED_ULIS",{"$error":"#NAME?"},{"$f":"IFERROR(\"Oui, à la ligne \" & MATCH(tableFévrier[[#This Row],[Fusion]],tableOctobre[Fusion],0)+1,\"Non trouvé\")","v":"Non trouvé"},null,32899,null,32899]
["PLAR01","Mélangeur fondoir plasma n°1","CURA327056","Perte mesure poids","MC",null,"U235BATL","11U","636 477,00","3000-01-01",0,1,0,null,null,"BIOMED_ULIS",{"$error":"#NAME?"},{"$f":"IFERROR(\"Oui, à la ligne \" & MATCH(tableFévrier[[#This Row],[Fusion]],tableOctobre[Fusion],0)+1,\"Non trouvé\")","v":"Non trouvé"},null,32900,null,32900]
["ALBR003","Réacteur n°3 fractionnement albumine","CURA327057","Forçage d'agitation","MC",null,"U440","11U","636 478,00","3000-01-01",0,1,0,null,null,"BIOMED_ULIS",{"$error":"#NAME?"},{"$f":"IFERROR(\"Oui, à la ligne \" & MATCH(tableFévrier[[#This Row],[Fusion]],tableOctobre[Fusion],0)+1,\"Non trouvé\")","v":"Non trouvé"}]
["GAMR43","Réacteur 15m3 n°43","CURA327058","Demande de RAZ","MC",null,"U441","11U","636 479,00","3000-01-01",0,1,0,null,null,"BIOMED_ULIS",{"$error":"#NAME?"},{"$f":"IFERROR(\"Oui, à la ligne \" & MATCH(tableFévrier[[#This Row],[Fusion]],tableOctobre[Fusion],0)+1,\"Non trouvé\")","v":"Non trouvé"},null,32901,null,32901]
["WFISBD208","Sous boucle de distribution extension B8","CURA327059","Défaut température","MC",null,"U236WFI","11U","636 480,00","3000-01-01",0,1,0,null,null,"BIOMED_ULIS",{"$error":"#NAME?"},{"$f":"IFERROR(\"Oui, à la ligne \" & MATCH(tableFévrier[[#This Row],[Fusion]],tableOctobre[Fusion],0)+1,\"Non trouvé\")","v":"Non trouvé"},null,32902,null,32902]
["BAT08CMP59","Enregistrement pression en 8RC59","CURA327060","Défaut Delta_59_70","MC",null,"U200BATP","11U","636 481,00","3000-01-01",0,1,0,null,null,"BIOMED_ULIS",{"$error":"#NAME?"},{"$f":"IFERROR(\"Oui, à la ligne \" & MATCH(tableFévrier[[#This Row],[Fusion]],tableOctobre[Fusion],0)+1,\"Non trouvé\")","v":"Non trouvé"},null,32903,null,32903]
["ALBR003","Réacteur n°3 fractionnement albumine","CURA327062","Amorçage de la pompe GW","MC",null,"U440","11U","636 483,00","3000-01-01",0,1,0,null,null,"BIOMED_ULIS",{"$error":"#NAME?"},{"$f":"IFERROR(\"Oui, à la ligne \" & MATCH(tableFévrier[[#This Row],[Fusion]],tableOctobre[Fusion],0)+1,\"Non trouvé\")","v":"Non trouvé"}]
["ALBR005","Réacteur n°5 fractionnement albumine","CURA327063","RAZ peson","MC",null,"U440","11U","636 484,00","3000-01-01",0,1,0,null,null,"BIOMED_ULIS",{"$error":"#NAME?"},{"$f":"IFERROR(\"Oui, à la ligne \" & MATCH(tableFévrier[[#This Row],[Fusion]],tableOctobre[Fusion],0)+1,\"Non trouvé\")","v":"Non trouvé"}]
["APMELEV01","Table élévatrice Atelier Prépa. Mat.","CURA327064","Défaut sur la table élévatrice","MCU",null,"U408PMML","11U","636 485,00","3000-01-01",0,1,0,null,null,"ULIS",{"$error":"#NAME?"},{"$f":"IFERROR(\"Oui, à la ligne \" & MATCH(tableFévrier[[#This Row],[Fusion]],tableOctobre[Fusion],0)+1,\"Non trouvé\")","v":"Non trouvé"},null,32904,null,32904]
["APMF20","Osmoseur APM","CURA327067"," fourniture d'un filtre a la prod","MC",null,"U408PMML","11U","636 488,00","3000-01-01",0,1,0,null,null,"BIOMED_ULIS",{"$error":"#NAME?"},{"$f":"IFERROR(\"Oui, à la ligne \" & MATCH(tableFévrier[[#This Row],[Fusion]],tableOctobre[Fusion],0)+1,\"Non trouvé\")","v":"Non trouvé"},null,32905,null,32905]
["PLAR02","Mélangeur fondoir plasma n°2","CURA327069","Joint remplacé","MC",null,"U410","11U","636 491,00","3000-01-01",0,1,0,null,null,"BIOMED_ULIS",{"$error":"#NAME?"},{"$f":"IFERROR(\"Oui, à la ligne \" & MATCH(tableFévrier[[#This Row],[Fusion]],tableOctobre[Fusion],0)+1,\"Non trouvé\")","v":"Non trouvé"},null,32906,null,32906]
["NEP07ST07","Station NEP laverie Gamma","CURA327070","Conductivité rinçage finale","MC",null,"U236NEP","11U",null,"2024-02-11",0,1,0,null,null,"BIOMED_ULIS",{"$error":"#NAME?"},{"$f":"IFERROR(\"Oui, à la ligne \" & MATCH(tableFévrier[[#This Row],[Fusion]],tableOctobre[Fusion],0)+1,\"Non trouvé\")","v":"Non trouvé"},null,32907,null,32907]
["DE2PV01","Vanne refroidissement GAMC21","CURA327071","Défaut compte rendu","MC",null,"U441","11U","636 493,00","3000-01-01",0,1,0,null,null,"BIOMED_ULIS",{"$error":"#NAME?"},{"$f":"IFERROR(\"Oui, à la ligne \" & MATCH(tableFévrier[[#This Row],[Fusion]],tableOctobre[Fusion],0)+1,\"Non trouvé\")","v":"Non trouvé"},null,32908,null,32908]
["GW0CMP994","Pression refoulement pompes distribution GW0","CURA327072","Défaut seuil bas","MC",null,"U222GW","11U","636 494,00","3000-01-01",0,1,0,null,null,"BIOMED_ULIS",{"$error":"#NAME?"},{"$f":"IFERROR(\"Oui, à la ligne \" & MATCH(tableFévrier[[#This Row],[Fusion]],tableOctobre[Fusion],0)+1,\"Non trouvé\")","v":"Non trouvé"},null,32909,null,32909]
["PE10","Stockage et distribution éthanol","CURA327073","Défaut PE10_V230VAC","MC",null,"U236PE","11U",null,"2024-02-12",0,1,0,null,null,"BIOMED_ULIS",{"$error":"#NAME?"},{"$f":"IFERROR(\"Oui, à la ligne \" & MATCH(tableFévrier[[#This Row],[Fusion]],tableOctobre[Fusion],0)+1,\"Non trouvé\")","v":"Non trouvé"},null,32910,null,32910]
["GAMR43","Réacteur 15m3 n°43","CURA327074","Demande de RAZ","MC",null,"U441","11U","636 496,00","3000-01-01",0,1,0,null,null,"BIOMED_ULIS",{"$error":"#NAME?"},{"$f":"IFERROR(\"Oui, à la ligne \" & MATCH(tableFévrier[[#This Row],[Fusion]],tableOctobre[Fusion],0)+1,\"Non trouvé\")","v":"Non trouvé"},null,32911,null,32911]
["BAT01SS55","SAS sortie tunnel de décongélation","CURA327076","Poignée de la porte 1SS25/1SS55 cassée","MC",null,"U200BATP","13U","636 498,00","3000-01-01",0,1,0,null,null,"BIOMED_ULIS",{"$error":"#NAME?"},{"$f":"IFERROR(\"Oui, à la ligne \" & MATCH(tableFévrier[[#This Row],[Fusion]],tableOctobre[Fusion],0)+1,\"Non trouvé\")","v":"Non trouvé"},null,32912,null,32912]
["BAT08RC53","Laverie albumine 8RC53","CURA327077","Plaque inox décollée du mur 8RC53","MC",null,"U200BATP","13U",null,"2024-02-10",0,1,0,null,null,"BIOMED_ULIS",{"$error":"#NAME?"},{"$f":"IFERROR(\"Oui, à la ligne \" & MATCH(tableFévrier[[#This Row],[Fusion]],tableOctobre[Fusion],0)+1,\"Non trouvé\")","v":"Non trouvé"},null,32913,null,32913]
["BAT08RC60","Atelier filtre presse albumine","CURA327082","Portes 8RC60 (local ALBFP06) cassées","MC",null,"U200BATP","13U","636 504,00","3000-01-01",0,1,0,null,null,"BIOMED_ULIS",{"$error":"#NAME?"},{"$f":"IFERROR(\"Oui, à la ligne \" & MATCH(tableFévrier[[#This Row],[Fusion]],tableOctobre[Fusion],0)+1,\"Non trouvé\")","v":"Non trouvé"},null,32914,null,32914]
["AC405CT405","Caisson de traitement d'air Circulation Classe C","CURA327088","Défaut en 4 RC 417","MC",null,"U222AC","10U","636 512,00","3000-01-01",0,1,0,null,null,"BIOMED_ULIS",{"$error":"#NAME?"},{"$f":"IFERROR(\"Oui, à la ligne \" & MATCH(tableFévrier[[#This Row],[Fusion]],tableOctobre[Fusion],0)+1,\"Non trouvé\")","v":"Non trouvé"},null,32915,null,32915]
["BAT08RC109","Atelier filtre press T IV","CURA327093","8RC109 Résine sol abimé","MC",null,"U200BATP","13U",null,"2024-02-11",0,1,0,null,null,"BIOMED_ULIS",{"$error":"#NAME?"},{"$f":"IFERROR(\"Oui, à la ligne \" & MATCH(tableFévrier[[#This Row],[Fusion]],tableOctobre[Fusion],0)+1,\"Non trouvé\")","v":"Non trouvé"},null,32916,null,32916]
["BAT08RC136","Sas sortie produit intermédiaire","CURA327094","Sécuriser prise mur BAT08RC136","MC",null,"U200BATP","13U","636 518,00","3000-01-01",0,1,0,null,null,"BIOMED_ULIS",{"$error":"#NAME?"},{"$f":"IFERROR(\"Oui, à la ligne \" & MATCH(tableFévrier[[#This Row],[Fusion]],tableOctobre[Fusion],0)+1,\"Non trouvé\")","v":"Non trouvé"},null,32917,null,32917]
["BCHCMCT46","Chronomètre","U_METR000005","Vérification PERIODIQUE temps","MPS","METR","U624UAP","22U",null,"2025-05-15",3,1,0,52,1,"BIOMED_ULIS",{"$error":"#NAME?"},{"$f":"IFERROR(\"Oui, à la ligne \" & MATCH(tableFévrier[[#This Row],[Fusion]],tableOctobre[Fusion],0)+1,\"Non trouvé\")","v":"Non trouvé"},null,32918,null,32918]
["BCHCMCT46","Chronomètre","U_METROLOGIE    05","Vérification CURATIVE temps","MC","METR","U624UAP","22U",null,"2049-02-12",0,1,0,null,null,"BIOMED_ULIS",{"$error":"#NAME?"},{"$f":"IFERROR(\"Oui, à la ligne \" & MATCH(tableFévrier[[#This Row],[Fusion]],tableOctobre[Fusion],0)+1,\"Non trouvé\")","v":"Non trouvé"},null,32919,null,32919]
["BCHPLC02","Automate éléctrophorèse n°3253","U_LABO000005","Maintenance préventive","MPS","DEF","U624UAP","22U",null,"2024-11-15",0,1,0,null,null,"BIOMED_ULIS",{"$error":"#NAME?"},{"$f":"IFERROR(\"Oui, à la ligne \" & MATCH(tableFévrier[[#This Row],[Fusion]],tableOctobre[Fusion],0)+1,\"Non trouvé\")","v":"Non trouvé"},null,32920,null,32920]
["NEP07ST07","Station NEP laverie Gamma","CURA327125","NEP bloqué","MC",null,"U236NEP","11U","636 535,00","3000-01-01",0,1,0,null,null,"BIOMED_ULIS",{"$error":"#NAME?"},{"$f":"IFERROR(\"Oui, à la ligne \" & MATCH(tableFévrier[[#This Row],[Fusion]],tableOctobre[Fusion],0)+1,\"Non trouvé\")","v":"Non trouvé"},null,32921,null,32921]
["DCGTSK01","Transstockeur","CURA327130","Investigation défauts reccurents","DIAG",null,"U411","11U",null,"2024-02-12",0,1,0,null,null,"BIOMED_ULIS",{"$error":"#NAME?"},{"$f":"IFERROR(\"Oui, à la ligne \" & MATCH(tableFévrier[[#This Row],[Fusion]],tableOctobre[Fusion],0)+1,\"Non trouvé\")","v":"Non trouvé"},null,32922,null,32922]
["APMF20","Osmoseur APM","CURA327131","Osmoseur en défaut","MC",null,"U408PMML",null,null,"2024-02-12",0,1,0,null,null,"BIOMED_ULIS",{"$error":"#NAME?"},{"$f":"IFERROR(\"Oui, à la ligne \" & MATCH(tableFévrier[[#This Row],[Fusion]],tableOctobre[Fusion],0)+1,\"Non trouvé\")","v":"Non trouvé"},null,32923,null,32923]
["ALBF14","Carter de filtration lenticulaire","CURA327134","Remise en état tige de carter","MC",null,"U440",null,null,"2024-02-12",0,1,0,null,null,"BIOMED_ULIS",{"$error":"#NAME?"},{"$f":"IFERROR(\"Oui, à la ligne \" & MATCH(tableFévrier[[#This Row],[Fusion]],tableOctobre[Fusion],0)+1,\"Non trouvé\")","v":"Non trouvé"},null,32924,null,32924]
["NEP07ST07","Station NEP laverie Gamma","CURA327145","Objet non prêt canal FPig","MC",null,"U236NEP","11U","636 577,00","3000-01-01",0,1,0,null,null,"BIOMED_ULIS",{"$error":"#NAME?"},{"$f":"IFERROR(\"Oui, à la ligne \" & MATCH(tableFévrier[[#This Row],[Fusion]],tableOctobre[Fusion],0)+1,\"Non trouvé\")","v":"Non trouvé"},null,32925,null,32925]
["PE10R010","Cuve n°1 de stockage 32 m3 éthanol","CURA327146","Défaut pression basse refoulement pompe","MC",null,"U236PE","11U","636 578,00","3000-01-01",0,1,0,null,null,"BIOMED_ULIS",{"$error":"#NAME?"},{"$f":"IFERROR(\"Oui, à la ligne \" & MATCH(tableFévrier[[#This Row],[Fusion]],tableOctobre[Fusion],0)+1,\"Non trouvé\")","v":"Non trouvé"},null,32926,null,32926]
["OPLCONG33","Congélateur -80°C plasmathèque","CURA327147","Appel GTC temperature haute","MC",null,"U601OPL","11U",null,"2024-02-13",0,1,0,null,null,"BIOMED_ULIS",{"$error":"#NAME?"},{"$f":"IFERROR(\"Oui, à la ligne \" & MATCH(tableFévrier[[#This Row],[Fusion]],tableOctobre[Fusion],0)+1,\"Non trouvé\")","v":"Non trouvé"},null,32927,null,32927]
["PLABOL487","Bol de centri BKA28 N°487","CURA327148","Demontage double enveloppe","CON",null,"U410","11U","636 581,00","3000-01-01",0,1,0,null,null,"BIOMED_ULIS",{"$error":"#NAME?"},{"$f":"IFERROR(\"Oui, à la ligne \" & MATCH(tableFévrier[[#This Row],[Fusion]],tableOctobre[Fusion],0)+1,\"Non trouvé\")","v":"Non trouvé"},null,32928,null,32928]
["PLABOL815","Bol de centri BKA28 N°815","CURA327149","Demontage double enveloppe","CON",null,"U410","11U","636 582,00","3000-01-01",0,1,0,null,null,"BIOMED_ULIS",{"$error":"#NAME?"},{"$f":"IFERROR(\"Oui, à la ligne \" & MATCH(tableFévrier[[#This Row],[Fusion]],tableOctobre[Fusion],0)+1,\"Non trouvé\")","v":"Non trouvé"},null,32929,null,32929]
["PLAPP10","Pompe sortie fondoir n°1 PLAR01","CURA327151","Lègere fuite en fin de nep","MC",null,"U410","11U","636 584,00","3000-01-01",0,1,0,null,null,"BIOMED_ULIS",{"$error":"#NAME?"},{"$f":"IFERROR(\"Oui, à la ligne \" & MATCH(tableFévrier[[#This Row],[Fusion]],tableOctobre[Fusion],0)+1,\"Non trouvé\")","v":"Non trouvé"},null,32930,null,32930]
["PE10","Stockage et distribution éthanol","CURA327152","Defaut de distribution+ defaut présence tenson 230V","MC",null,"U236PE","11U",null,"2024-02-13",0,1,0,null,null,"BIOMED_ULIS",{"$error":"#NAME?"},{"$f":"IFERROR(\"Oui, à la ligne \" & MATCH(tableFévrier[[#This Row],[Fusion]],tableOctobre[Fusion],0)+1,\"Non trouvé\")","v":"Non trouvé"},null,32931,null,32931]
["WFI","Production et distri. eau ppi vrac B8","CURA327157","Mise en place évacuation Tocmètre","AME",null,"U236WFI","11U",null,"2024-02-13",0,1,0,null,null,"BIOMED_ULIS",{"$error":"#NAME?"},{"$f":"IFERROR(\"Oui, à la ligne \" & MATCH(tableFévrier[[#This Row],[Fusion]],tableOctobre[Fusion],0)+1,\"Non trouvé\")","v":"Non trouvé"},null,32932,null,32932]
["ALBTRP01","Transpalette électrique sortie déchets","CURA327158","Vitesse trop lente","MC",null,"U440LEV","15U",null,"2024-02-13",0,1,0,null,null,"BIOMED_ULIS",{"$error":"#NAME?"},{"$f":"IFERROR(\"Oui, à la ligne \" & MATCH(tableFévrier[[#This Row],[Fusion]],tableOctobre[Fusion],0)+1,\"Non trouvé\")","v":"Non trouvé"},null,32933,null,32933]
["GAMPP26","Pompe transfert de surnageant","CURA327162","Ouverture de la pompe péristaltique gamma très abimé","MC",null,"U441","11U",null,"2024-02-09",0,1,0,null,null,"BIOMED_ULIS",{"$error":"#NAME?"},{"$f":"IFERROR(\"Oui, à la ligne \" & MATCH(tableFévrier[[#This Row],[Fusion]],tableOctobre[Fusion],0)+1,\"Non trouvé\")","v":"Non trouvé"},null,32934,null,32934]
["BAT08RC54","Couloir de circulation central","CURA327163","Luminaire plafond chainette et taches visibles","SER",null,"U200BATP","10U",null,"2024-02-13",0,1,0,null,null,"BIOMED_ULIS",{"$error":"#NAME?"},{"$f":"IFERROR(\"Oui, à la ligne \" & MATCH(tableFévrier[[#This Row],[Fusion]],tableOctobre[Fusion],0)+1,\"Non trouvé\")","v":"Non trouvé"},null,32935,null,32935]
["BAT01SS02","Couloir approvisionnement plasma","CURA327169","Relamping du couloir","SER",null,"U235BATU","10U","636 621,00","3000-01-01",0,1,0,null,null,"BIOMED_ULIS",{"$error":"#NAME?"},{"$f":"IFERROR(\"Oui, à la ligne \" & MATCH(tableFévrier[[#This Row],[Fusion]],tableOctobre[Fusion],0)+1,\"Non trouvé\")","v":"Non trouvé"},null,32936,null,32936]
["PLAPLC01","Station automate centrifugation plasma","CURA327178","RAZ pesons fondoir 1&2","CON",null,"U410","11U",null,"2024-02-13",0,1,0,null,null,"BIOMED_ULIS",{"$error":"#NAME?"},{"$f":"IFERROR(\"Oui, à la ligne \" & MATCH(tableFévrier[[#This Row],[Fusion]],tableOctobre[Fusion],0)+1,\"Non trouvé\")","v":"Non trouvé"},null,32937,null,32937]
["MGGCMT65","Enreg température MGGCONG17/BAT11ARM03","CURA327194","Modification tempo seuil hihi/hi/lo (MGGCONG17)","AME",null,"U168","12U","636 647,00","3000-01-01",0,1,0,null,null,"BIOMED_ULIS",{"$error":"#NAME?"},{"$f":"IFERROR(\"Oui, à la ligne \" & MATCH(tableFévrier[[#This Row],[Fusion]],tableOctobre[Fusion],0)+1,\"Non trouvé\")","v":"Non trouvé"},null,32938,null,32938]
["OPLCONG34","Congélateur -80°C plasmathèque","CURA327205","Retrait de OPLCONG34 du monitoring","MC",null,"U601OPL","12U",null,"2024-02-13",0,1,0,null,null,"BIOMED_ULIS",{"$f":"_xlfn.TEXTJOIN(\"\",TRUE,A34242:D34242,H34242,N34242)","v":{"$error":"#NAME?"}},{"$f":"IFERROR(\"Oui, à la ligne \" & MATCH(tableFévrier[[#This Row],[Fusion]],tableOctobre[Fusion],0)+1,\"Non trouvé\")","v":"Non trouvé"}]
["OPLETUV18","Enceinte climatique SECASI n° *012570020","CURA327206","Retrait de OPLETUV18 du monitoring","MC",null,"U601OPL","12U",null,"2024-02-13",0,1,0,null,null,"BIOMED_ULIS",{"$error":"#NAME?"},{"$f":"IFERROR(\"Oui, à la ligne \" & MATCH(tableFévrier[[#This Row],[Fusion]],tableOctobre[Fusion],0)+1,\"Non trouvé\")","v":"Non trouvé"}]
["AC17","CTA Extension B8 20000m3/h (En terrasse )","CURA327207","Eclairage escalier HS","SER",null,"U222AC","10U","636 662,00","3000-01-01",0,1,0,null,null,"BIOMED_ULIS",{"$error":"#NAME?"},{"$f":"IFERROR(\"Oui, à la ligne \" & MATCH(tableFévrier[[#This Row],[Fusion]],tableOctobre[Fusion],0)+1,\"Non trouvé\")","v":"Non trouvé"},null,32941,null,32941]
["AC04R15","Reprise - Grille - 8SS60","CURA327208","Ailettes de la grille de repise d'air abimées","MC",null,"U222AC","10U",null,"2024-02-10",0,1,0,null,null,"BIOMED_ULIS",{"$error":"#NAME?"},{"$f":"IFERROR(\"Oui, à la ligne \" & MATCH(tableFévrier[[#This Row],[Fusion]],tableOctobre[Fusion],0)+1,\"Non trouvé\")","v":"Non trouvé"},null,32942,null,32942]
["BAT08RC65","Pièce bâtiment 8RC65","CURA327210","Interrupteur lumière local 8RC65 juste avant accès local 8RC71 HS","MC",null,"U200BATP","10U","636 668,00","3000-01-01",0,1,0,null,null,"BIOMED_ULIS",{"$error":"#NAME?"},{"$f":"IFERROR(\"Oui, à la ligne \" & MATCH(tableFévrier[[#This Row],[Fusion]],tableOctobre[Fusion],0)+1,\"Non trouvé\")","v":"Non trouvé"},null,32943,null,32943]
["WER09","Cuve surnageant ALBFP06","CURA327211","Compte rendu vanne fond de cuve HS","MC",null,"U440","11U",null,"2024-02-13",0,1,0,null,null,"BIOMED_ULIS",{"$error":"#NAME?"},{"$f":"IFERROR(\"Oui, à la ligne \" & MATCH(tableFévrier[[#This Row],[Fusion]],tableOctobre[Fusion],0)+1,\"Non trouvé\")","v":"Non trouvé"},null,32944,null,32944]
["PLABS01","Bac mise sous soude décongélation plasma","CURA327212","Mise en place étiquette d'identification","MC",null,"U410","11U",null,"2024-02-13",0,1,0,null,null,"BIOMED_ULIS",{"$error":"#NAME?"},{"$f":"IFERROR(\"Oui, à la ligne \" & MATCH(tableFévrier[[#This Row],[Fusion]],tableOctobre[Fusion],0)+1,\"Non trouvé\")","v":"Non trouvé"},null,32945,null,32945]
["PLABS02","Bac mise sous soude décongélation plasma","CURA327212","Mise en place étiquette d'identification","MC",null,"U410","11U","636 694,00","3000-01-01",0,1,0,null,null,"BIOMED_ULIS",{"$error":"#NAME?"},{"$f":"IFERROR(\"Oui, à la ligne \" & MATCH(tableFévrier[[#This Row],[Fusion]],tableOctobre[Fusion],0)+1,\"Non trouvé\")","v":"Non trouvé"},null,32946,null,32946]
["WE10R010","Cuve de stockage 140 m3 surnageant éthan","CURA327216","Niveau haut cuve surnageant","MC",null,"U236PE","11U","636 711,00","3000-01-01",0,1,0,null,null,"BIOMED_ULIS",{"$error":"#NAME?"},{"$f":"IFERROR(\"Oui, à la ligne \" & MATCH(tableFévrier[[#This Row],[Fusion]],tableOctobre[Fusion],0)+1,\"Non trouvé\")","v":"Non trouvé"},null,32947,null,32947]
["AC04CT04","Caisson CTA atelier prépa. matières","CURA327218","Filtration CTA04","SER",null,"U222AC","10U",null,"2024-02-13",0,1,0,null,null,"BIOMED_ULIS",{"$error":"#NAME?"},{"$f":"IFERROR(\"Oui, à la ligne \" & MATCH(tableFévrier[[#This Row],[Fusion]],tableOctobre[Fusion],0)+1,\"Non trouvé\")","v":"Non trouvé"},null,32948]
["ADEUF123","Skid UFAlbumine","CURA327225","Multiples interventions","MC",null,"U421DEAE","11U","636 745,00","3000-01-01",0,1,0,null,null,"BIOMED_ULIS",{"$error":"#NAME?"},{"$f":"IFERROR(\"Oui, à la ligne \" & MATCH(tableFévrier[[#This Row],[Fusion]],tableOctobre[Fusion],0)+1,\"Non trouvé\")","v":"Non trouvé"},null,32949,null,32949]
["PLAR02","Mélangeur fondoir plasma n°2","CURA327226","Vérification peson","MC",null,"U410","11U","636 747,00","3000-01-01",0,1,0,null,null,"BIOMED_ULIS",{"$error":"#NAME?"},{"$f":"IFERROR(\"Oui, à la ligne \" & MATCH(tableFévrier[[#This Row],[Fusion]],tableOctobre[Fusion],0)+1,\"Non trouvé\")","v":"Non trouvé"},null,32950,null,32950]
["BAT08","Bâtiment 8 de production","CURA327227","Remise en état visite SMP","CON",null,"U200BATP","11U","636 748,00","3000-01-01",0,1,0,null,null,"BIOMED_ULIS",{"$error":"#NAME?"},{"$f":"IFERROR(\"Oui, à la ligne \" & MATCH(tableFévrier[[#This Row],[Fusion]],tableOctobre[Fusion],0)+1,\"Non trouvé\")","v":"Non trouvé"},null,32951,null,32951]
["ADEUF123","Skid UFAlbumine","CURA327232","Fuite bati ultra filtation","MCU",null,"U421DEAE","11U","636 752,00","3000-01-01",0,1,0,null,null,"BIOMED_ULIS",{"$error":"#NAME?"},{"$f":"IFERROR(\"Oui, à la ligne \" & MATCH(tableFévrier[[#This Row],[Fusion]],tableOctobre[Fusion],0)+1,\"Non trouvé\")","v":"Non trouvé"},null,32952,null,32952]
["BAT08RC106","Laverie centris gamma","CURA327233","Porte hs","MCU",null,"U200BATP","11U","636 753,00","3000-01-01",0,1,0,null,null,"BIOMED_ULIS",{"$error":"#NAME?"},{"$f":"IFERROR(\"Oui, à la ligne \" & MATCH(tableFévrier[[#This Row],[Fusion]],tableOctobre[Fusion],0)+1,\"Non trouvé\")","v":"Non trouvé"},null,32953]
["BAT08","Bâtiment 8 de production","CURA327234","Divers travaux bat08/bat11","MC",null,"U200BATP","13U",null,"2024-02-14",0,1,0,null,null,"BIOMED_ULIS",{"$error":"#NAME?"},{"$f":"IFERROR(\"Oui, à la ligne \" & MATCH(tableFévrier[[#This Row],[Fusion]],tableOctobre[Fusion],0)+1,\"Non trouvé\")","v":"Non trouvé"},null,32954,null,32954]
["BAT08RC67","Supervision albumine/immunoglobulines","CURA327239","La porte donnant accès à la 8RC62 est cassée","MC",null,"U200BATP","13U","636 760,00","3000-01-01",0,1,0,null,null,"BIOMED_ULIS",{"$error":"#NAME?"},{"$f":"IFERROR(\"Oui, à la ligne \" & MATCH(tableFévrier[[#This Row],[Fusion]],tableOctobre[Fusion],0)+1,\"Non trouvé\")","v":"Non trouvé"},null,32955,null,32955]
["BAT08RC142","Local préparation tampons","CURA327240","8RC142 - trace de rouille au sol, sous l'évier","MC",null,"U200BATP","13U","636 761,00","3000-01-01",0,1,0,null,null,"BIOMED_ULIS",{"$error":"#NAME?"},{"$f":"IFERROR(\"Oui, à la ligne \" & MATCH(tableFévrier[[#This Row],[Fusion]],tableOctobre[Fusion],0)+1,\"Non trouvé\")","v":"Non trouvé"},null,32956,null,32956]
["BAT08RC142","Local préparation tampons","CURA327241","8RC142 - trace de rouille sur les étagères où sont posés les seaux","MC",null,"U200BATP","13U","636 762,00","3000-01-01",0,1,0,null,null,"BIOMED_ULIS",{"$error":"#NAME?"},{"$f":"IFERROR(\"Oui, à la ligne \" & MATCH(tableFévrier[[#This Row],[Fusion]],tableOctobre[Fusion],0)+1,\"Non trouvé\")","v":"Non trouvé"},null,32957,null,32957]
["BAT08RC142","Local préparation tampons","CURA327242","8RC142 - Emplacement douche de sécurité","MC",null,"U200BATP","13U","636 763,00","3000-01-01",0,1,0,null,null,"BIOMED_ULIS",{"$error":"#NAME?"},{"$f":"IFERROR(\"Oui, à la ligne \" & MATCH(tableFévrier[[#This Row],[Fusion]],tableOctobre[Fusion],0)+1,\"Non trouvé\")","v":"Non trouvé"},null,32958,null,32958]
["BAT08RC142","Local préparation tampons","CURA327243","8RC142 - Décollement du mur de droite en entrant, près du sol","MC",null,"U200BATP","13U","636 764,00","3000-01-01",0,1,0,null,null,"BIOMED_ULIS",{"$error":"#NAME?"},{"$f":"IFERROR(\"Oui, à la ligne \" & MATCH(tableFévrier[[#This Row],[Fusion]],tableOctobre[Fusion],0)+1,\"Non trouvé\")","v":"Non trouvé"},null,32959,null,32959]
["PLACML06","Niveau cuve PLAT004","CURA327244","Protection de bouton éclairage PLAT004","MC",null,"U410","11U",null,"2024-02-12",0,1,0,null,null,"BIOMED_ULIS",{"$error":"#NAME?"},{"$f":"IFERROR(\"Oui, à la ligne \" & MATCH(tableFévrier[[#This Row],[Fusion]],tableOctobre[Fusion],0)+1,\"Non trouvé\")","v":"Non trouvé"},null,32960,null,32960]
["PLACMT85","SONDE TEMP MONITORING AMBIANCE PLACONG03","CURA327245","Mise en service PALCMT85","MC",null,"U410","11U",null,"2024-02-09",0,1,0,null,null,"BIOMED_ULIS",{"$error":"#NAME?"},{"$f":"IFERROR(\"Oui, à la ligne \" & MATCH(tableFévrier[[#This Row],[Fusion]],tableOctobre[Fusion],0)+1,\"Non trouvé\")","v":"Non trouvé"},null,32961]
["PLACMT70","Enregist. température PLACONG03","CURA327246","Mise en service PLACMT70","MC",null,"U410","11U",null,"2024-02-09",0,1,0,null,null,"BIOMED_ULIS",{"$error":"#NAME?"},{"$f":"IFERROR(\"Oui, à la ligne \" & MATCH(tableFévrier[[#This Row],[Fusion]],tableOctobre[Fusion],0)+1,\"Non trouvé\")","v":"Non trouvé"},null,32962]
["GAMPP26","Pompe transfert de surnageant","CURA327247","Roue de la pompe péristaltique gamma abimé","MC",null,"U441","11U",null,"2024-02-09",0,1,0,null,null,"BIOMED_ULIS",{"$error":"#NAME?"},{"$f":"IFERROR(\"Oui, à la ligne \" & MATCH(tableFévrier[[#This Row],[Fusion]],tableOctobre[Fusion],0)+1,\"Non trouvé\")","v":"Non trouvé"},null,32963,null,32963]
["GAMTC","Tableau de pontage broyeur","CURA327273","Remplacement capteurs TC5 et TC6","MC",null,"U441","11U","636 776,00","3000-01-01",0,1,0,null,null,"BIOMED_ULIS",{"$error":"#NAME?"},{"$f":"IFERROR(\"Oui, à la ligne \" & MATCH(tableFévrier[[#This Row],[Fusion]],tableOctobre[Fusion],0)+1,\"Non trouvé\")","v":"Non trouvé"},null,32964,null,32964]
["DCGPEL100","Ligne de découpe","CURA327277","Investigation défauts reccurents (GRIFOLS / STAUBLI)","DIAG",null,"U411","11U",null,"2024-02-14",0,1,0,null,null,"BIOMED_ULIS",{"$error":"#NAME?"},{"$f":"IFERROR(\"Oui, à la ligne \" & MATCH(tableFévrier[[#This Row],[Fusion]],tableOctobre[Fusion],0)+1,\"Non trouvé\")","v":"Non trouvé"},null,32965,null,32965]
["GW1/2","Production distri. eau glycolée -19°C","CURA327279","Permutation RF20, RF24 et RF25","SER",null,"U222GW","10U","636 782,00","3000-01-01",0,1,0,null,null,"BIOMED_ULIS",{"$error":"#NAME?"},{"$f":"IFERROR(\"Oui, à la ligne \" & MATCH(tableFévrier[[#This Row],[Fusion]],tableOctobre[Fusion],0)+1,\"Non trouvé\")","v":"Non trouvé"},null,32966,null,32966]
["BAT02","Bâtiment 2","CURA327280","Vidange des bacs de rétention glycol","SER",null,"S244","10U","636 783,00","3000-01-01",0,1,0,null,null,"BIOMED_ULIS",{"$error":"#NAME?"},{"$f":"IFERROR(\"Oui, à la ligne \" & MATCH(tableFévrier[[#This Row],[Fusion]],tableOctobre[Fusion],0)+1,\"Non trouvé\")","v":"Non trouvé"},null,32967,null,32967]
["OPLCONG37","Congélateur -80°C","CURA327300","Arrêt en défaut HP","SER",null,"U601OPL","10U",null,"2024-02-14",0,1,0,null,null,"BIOMED_ULIS",{"$error":"#NAME?"},{"$f":"IFERROR(\"Oui, à la ligne \" & MATCH(tableFévrier[[#This Row],[Fusion]],tableOctobre[Fusion],0)+1,\"Non trouvé\")","v":"Non trouvé"}]
["UDA4CONG01","Congélateur froilabo n°46452 -80°C","CURA327301","Problème de température","SER",null,"U855","10U",null,"2024-02-14",0,1,0,null,null,"BIOTECH_ULIS",{"$error":"#NAME?"},{"$f":"IFERROR(\"Oui, à la ligne \" & MATCH(tableFévrier[[#This Row],[Fusion]],tableOctobre[Fusion],0)+1,\"Non trouvé\")","v":"Non trouvé"},null,32969,null,32969]
["PLABATI814","Centrifugeuse plasma NS 814","CURA327305","Fourniture joint","MC",null,"U410","11U","636 826,00","3000-01-01",0,1,0,null,null,"BIOMED_ULIS",{"$error":"#NAME?"},{"$f":"IFERROR(\"Oui, à la ligne \" & MATCH(tableFévrier[[#This Row],[Fusion]],tableOctobre[Fusion],0)+1,\"Non trouvé\")","v":"Non trouvé"},null,32970,null,32970]
["GAMEQUIP","Equipements communs gamma","CURA327306","Defaut reacteur de collecte","MCU",null,"U441","11U",null,"2024-02-15",0,1,0,null,null,"BIOMED_ULIS",{"$error":"#NAME?"},{"$f":"IFERROR(\"Oui, à la ligne \" & MATCH(tableFévrier[[#This Row],[Fusion]],tableOctobre[Fusion],0)+1,\"Non trouvé\")","v":"Non trouvé"}]
["PLAEQUIP","Equipements spécifiques plasma","CURA327307","Fourniture rouleaux","MPS",null,"U410","11U",null,"2024-02-15",0,1,0,null,null,"BIOMED_ULIS",{"$error":"#NAME?"},{"$f":"IFERROR(\"Oui, à la ligne \" & MATCH(tableFévrier[[#This Row],[Fusion]],tableOctobre[Fusion],0)+1,\"Non trouvé\")","v":"Non trouvé"}]
["PLAR01","Mélangeur fondoir plasma n°1","CURA327308","Raz peson","CON",null,"U410","11U",null,"2024-02-15",0,1,0,null,null,"BIOMED_ULIS",{"$error":"#NAME?"},{"$f":"IFERROR(\"Oui, à la ligne \" & MATCH(tableFévrier[[#This Row],[Fusion]],tableOctobre[Fusion],0)+1,\"Non trouvé\")","v":"Non trouvé"},null,32971,null,32971]
["PLAR02","Mélangeur fondoir plasma n°2","CURA327309","Raz peson","CON",null,"U410","11U",null,"2024-02-15",0,1,0,null,null,"BIOMED_ULIS",{"$error":"#NAME?"},{"$f":"IFERROR(\"Oui, à la ligne \" & MATCH(tableFévrier[[#This Row],[Fusion]],tableOctobre[Fusion],0)+1,\"Non trouvé\")","v":"Non trouvé"},null,32972,null,32972]
["MCBETUV13","Incubateur réfrigéré","CURA327311","Suppression Monitoring MCBETUV13/MCBCMT64","MC",null,"U640MCB","12U",null,"2024-02-12",0,1,0,null,null,"BIOMED_ULIS",{"$error":"#NAME?"},{"$f":"IFERROR(\"Oui, à la ligne \" & MATCH(tableFévrier[[#This Row],[Fusion]],tableOctobre[Fusion],0)+1,\"Non trouvé\")","v":"Non trouvé"}]
["BAT08PTA16","Porte auto coulis. PORTALP 8RC105/8RC106","CURA327312","Porte coulissante 8RC106/105 HS, cache moteur tombé","MC",null,"U200BATP","13U",null,"2024-02-14",0,1,0,null,null,"BIOMED_ULIS",{"$error":"#NAME?"},{"$f":"IFERROR(\"Oui, à la ligne \" & MATCH(tableFévrier[[#This Row],[Fusion]],tableOctobre[Fusion],0)+1,\"Non trouvé\")","v":"Non trouvé"},null,32973,null,32973]
["BAT08RC139","Local Mise à disposition B","CURA327314","Demande de passivation des étagères en 8RC139","MC",null,"U200BATP","13U",null,"2024-02-10",0,1,0,null,null,"BIOMED_ULIS",{"$error":"#NAME?"},{"$f":"IFERROR(\"Oui, à la ligne \" & MATCH(tableFévrier[[#This Row],[Fusion]],tableOctobre[Fusion],0)+1,\"Non trouvé\")","v":"Non trouvé"},null,32974,null,32974]
["WECP07","Pompe sortie WER07","CURA327320","Fuite","MC",null,"U440","11U",null,"2024-02-15",0,1,0,null,null,"BIOMED_ULIS",{"$error":"#NAME?"},{"$f":"IFERROR(\"Oui, à la ligne \" & MATCH(tableFévrier[[#This Row],[Fusion]],tableOctobre[Fusion],0)+1,\"Non trouvé\")","v":"Non trouvé"},null,32975,null,32975]
["BAT08RC142","Local préparation tampons","CURA327323","8RC142 - Rouilles sur les supports futs déchets chimiques et sur le marche pieds","MC",null,"U200BATP","13U",null,"2024-03-30",0,1,0,null,null,"BIOMED_ULIS",{"$error":"#NAME?"},{"$f":"IFERROR(\"Oui, à la ligne \" & MATCH(tableFévrier[[#This Row],[Fusion]],tableOctobre[Fusion],0)+1,\"Non trouvé\")","v":"Non trouvé"},null,32976,null,32976]
["BAT04","Bâtiment 4 Centrale énergie","CURA327324","Bat04_Rattacher les cables élec sous équipements","MC",null,"S244","11U",null,"2024-02-18",0,1,0,null,null,"BIOMED_ULIS",{"$error":"#NAME?"},{"$f":"IFERROR(\"Oui, à la ligne \" & MATCH(tableFévrier[[#This Row],[Fusion]],tableOctobre[Fusion],0)+1,\"Non trouvé\")","v":"Non trouvé"},null,32977,null,32977]
["CQBETUV04","Enceinte à température ambiante +20°C n°218862","CURA327325","Excursion température CQBETUV04 alarme haute","MC",null,"U633","11U","636 870,00","3000-01-01",0,1,0,null,null,"BIOTECH_ULIS",{"$error":"#NAME?"},{"$f":"IFERROR(\"Oui, à la ligne \" & MATCH(tableFévrier[[#This Row],[Fusion]],tableOctobre[Fusion],0)+1,\"Non trouvé\")","v":"Non trouvé"},null,32978,null,32978]
["BAT08RC101","Atelier tableaux pontage NEP gamma","CURA327326","Cable de liaison IHM / cuve mobile en 8RC101 dénudé","MC",null,"U200BATP","11U",null,"2024-02-18",0,1,0,null,null,"BIOMED_ULIS",{"$error":"#NAME?"},{"$f":"IFERROR(\"Oui, à la ligne \" & MATCH(tableFévrier[[#This Row],[Fusion]],tableOctobre[Fusion],0)+1,\"Non trouvé\")","v":"Non trouvé"},null,32979,null,32979]
["DDPEQUIP","Equipements dévelop. préclinique r & d","CURA327327","Un transpalette ne monte plus","MC",null,"U850","15U",null,"2024-03-01",0,1,0,null,null,"BIOTECH_ULIS",{"$error":"#NAME?"},{"$f":"IFERROR(\"Oui, à la ligne \" & MATCH(tableFévrier[[#This Row],[Fusion]],tableOctobre[Fusion],0)+1,\"Non trouvé\")","v":"Non trouvé"},null,32980,null,32980]
["PLAR02","Mélangeur fondoir plasma n°2","CURA327331","Peson PLAR02","MC",null,"U410","11U",null,"2024-03-01",0,1,0,null,null,"BIOMED_ULIS",{"$error":"#NAME?"},{"$f":"IFERROR(\"Oui, à la ligne \" & MATCH(tableFévrier[[#This Row],[Fusion]],tableOctobre[Fusion],0)+1,\"Non trouvé\")","v":"Non trouvé"},null,32981,null,32981]
["BAT01SS31","Atelier broyage plasma","CURA327332","Boitier raccordement entrée produit sortie PLAC02","MC",null,"U200BATP","11U",null,"2024-02-18",0,1,0,null,null,"BIOMED_ULIS",{"$error":"#NAME?"},{"$f":"IFERROR(\"Oui, à la ligne \" & MATCH(tableFévrier[[#This Row],[Fusion]],tableOctobre[Fusion],0)+1,\"Non trouvé\")","v":"Non trouvé"},null,32982,null,32982]
["GAMR007","Réacteur n°07 fractionnement gamma","CURA327333","Création support identification réacteur GAMR7 passerelle ,","MC",null,"U441","13U",null,"2024-03-30",0,1,0,null,null,"BIOMED_ULIS",{"$error":"#NAME?"},{"$f":"IFERROR(\"Oui, à la ligne \" & MATCH(tableFévrier[[#This Row],[Fusion]],tableOctobre[Fusion],0)+1,\"Non trouvé\")","v":"Non trouvé"},null,32983,null,32983]
["BAT08RC224","Local Cuves fixes Tampons","CURA327334","Impactes au sol en 8RC224","MC",null,"U200BATP","13U",null,"2024-02-14",0,1,0,null,null,"BIOMED_ULIS",{"$error":"#NAME?"},{"$f":"IFERROR(\"Oui, à la ligne \" & MATCH(tableFévrier[[#This Row],[Fusion]],tableOctobre[Fusion],0)+1,\"Non trouvé\")","v":"Non trouvé"},null,32984,null,32984]
["BAT08RC217","Pièce 8RC217","CURA327335","Roue des tables en mauvais état ainsi que le sol","MC",null,"U200BATP","13U",null,"2024-02-14",0,1,0,null,null,"BIOMED_ULIS",{"$error":"#NAME?"},{"$f":"IFERROR(\"Oui, à la ligne \" & MATCH(tableFévrier[[#This Row],[Fusion]],tableOctobre[Fusion],0)+1,\"Non trouvé\")","v":"Non trouvé"},null,32985,null,32985]
["ALBR004","Réacteur n°4 fractionnement albumine","CURA327336","Défaut pression caloporteur","MC",null,"U440","11U",null,"2024-02-15",0,1,0,null,null,"BIOMED_ULIS",{"$error":"#NAME?"},{"$f":"IFERROR(\"Oui, à la ligne \" & MATCH(tableFévrier[[#This Row],[Fusion]],tableOctobre[Fusion],0)+1,\"Non trouvé\")","v":"Non trouvé"}]
["PLABOL487","Bol de centri BKA28 N°487","CURA327351","Démontage et nettoyage double enveloppe","MC",null,"U410","11U","636 901,00","3000-01-01",0,1,0,null,null,"BIOMED_ULIS",{"$error":"#NAME?"},{"$f":"IFERROR(\"Oui, à la ligne \" & MATCH(tableFévrier[[#This Row],[Fusion]],tableOctobre[Fusion],0)+1,\"Non trouvé\")","v":"Non trouvé"},null,32986,null,32986]
["PLABOL815","Bol de centri BKA28 N°815","CURA327352","Démontage et nettoyage de la double enveloppe","MC",null,"U410","11U","636 902,00","3000-01-01",0,1,0,null,null,"BIOMED_ULIS",{"$error":"#NAME?"},{"$f":"IFERROR(\"Oui, à la ligne \" & MATCH(tableFévrier[[#This Row],[Fusion]],tableOctobre[Fusion],0)+1,\"Non trouvé\")","v":"Non trouvé"},null,32987,null,32987]
["ALBR18","Cuve sortie produit n°1 UF2","CURA327353","Investigation évolution poids","MC",null,"U440","11U",null,"2024-02-15",0,1,0,null,null,"BIOMED_ULIS",{"$error":"#NAME?"},{"$f":"IFERROR(\"Oui, à la ligne \" & MATCH(tableFévrier[[#This Row],[Fusion]],tableOctobre[Fusion],0)+1,\"Non trouvé\")","v":"Non trouvé"},null,32988,null,32988]
["BAT08RC123","Salle pontage albumine","U_BATI000054","Ronde biannuelle de maintenance  préventive en ZAC","MPS","BATI","U200BATP","13U",null,"2024-10-15",3,1,0,2,3,"BIOMED_ULIS",{"$error":"#NAME?"},{"$f":"IFERROR(\"Oui, à la ligne \" & MATCH(tableFévrier[[#This Row],[Fusion]],tableOctobre[Fusion],0)+1,\"Non trouvé\")","v":"Non trouvé"},null,32989]
["ALBPP06","Pompe filtre press albumine T I+II+III","CURA327354","Fuite","MC",null,"U440","11U",null,"2024-02-15",0,1,0,null,null,"BIOMED_ULIS",{"$error":"#NAME?"},{"$f":"IFERROR(\"Oui, à la ligne \" & MATCH(tableFévrier[[#This Row],[Fusion]],tableOctobre[Fusion],0)+1,\"Non trouvé\")","v":"Non trouvé"},null,32990,null,32990]
["BAT08RC44","Atelier mise en poches UF2","U_BATI000054","Ronde biannuelle de maintenance  préventive en ZAC","MPS","BATI","U200BATP","13U",null,"2024-10-15",3,1,0,2,1,"BIOMED_ULIS",{"$error":"#NAME?"},{"$f":"IFERROR(\"Oui, à la ligne \" & MATCH(tableFévrier[[#This Row],[Fusion]],tableOctobre[Fusion],0)+1,\"Non trouvé\")","v":"Non trouvé"},null,32991,null,32991]
["BAT08RC45","Atelier cuverie sortie produit UF2","U_BATI000054","Ronde biannuelle de maintenance  préventive en ZAC","MPS","BATI","U200BATP","13U",null,"2024-10-15",3,1,0,2,3,"BIOMED_ULIS",{"$error":"#NAME?"},{"$f":"IFERROR(\"Oui, à la ligne \" & MATCH(tableFévrier[[#This Row],[Fusion]],tableOctobre[Fusion],0)+1,\"Non trouvé\")","v":"Non trouvé"},null,32992,null,32992]
["BAT08RC46","Atelier UF albumine UF2","U_BATI000054","Ronde biannuelle de maintenance  préventive en ZAC","MPS","BATI","U200BATP","13U",null,"2024-10-15",3,1,0,2,3,"BIOMED_ULIS",{"$error":"#NAME?"},{"$f":"IFERROR(\"Oui, à la ligne \" & MATCH(tableFévrier[[#This Row],[Fusion]],tableOctobre[Fusion],0)+1,\"Non trouvé\")","v":"Non trouvé"},null,32993]
["BAT08RC53","Laverie albumine 8RC53","U_BATI000054","Ronde biannuelle de maintenance  préventive en ZAC","MPS","BATI","U200BATP","13U",null,"2024-10-15",3,1,0,2,3,"BIOMED_ULIS",{"$error":"#NAME?"},{"$f":"IFERROR(\"Oui, à la ligne \" & MATCH(tableFévrier[[#This Row],[Fusion]],tableOctobre[Fusion],0)+1,\"Non trouvé\")","v":"Non trouvé"},null,32994]
["BAT08RC59","Atelier UF albumine","U_BATI000054","Ronde biannuelle de maintenance  préventive en ZAC","MPS","BATI","U200BATP","13U",null,"2024-10-15",2,1,0,2,3,"BIOMED_ULIS",{"$error":"#NAME?"},{"$f":"IFERROR(\"Oui, à la ligne \" & MATCH(tableFévrier[[#This Row],[Fusion]],tableOctobre[Fusion],0)+1,\"Non trouvé\")","v":"Non trouvé"},null,32995]
["BAT08RC60","Atelier filtre presse albumine","U_BATI000054","Ronde biannuelle de maintenance  préventive en ZAC","MPS","BATI","U200BATP","13U",null,"2024-10-15",3,1,0,2,3,"BIOMED_ULIS",{"$error":"#NAME?"},{"$f":"IFERROR(\"Oui, à la ligne \" & MATCH(tableFévrier[[#This Row],[Fusion]],tableOctobre[Fusion],0)+1,\"Non trouvé\")","v":"Non trouvé"},null,32996]
["BAT08RC62","Atelier cuverie albumine/immunoglobuline","U_BATI000054","Ronde biannuelle de maintenance  préventive en ZAC","MPS","BATI","U200BATP","13U",null,"2024-10-15",3,1,0,2,3,"BIOMED_ULIS",{"$error":"#NAME?"},{"$f":"IFERROR(\"Oui, à la ligne \" & MATCH(tableFévrier[[#This Row],[Fusion]],tableOctobre[Fusion],0)+1,\"Non trouvé\")","v":"Non trouvé"},null,32997,null,32997]
["BAT08RC70","Atelier UF albumine","U_BATI000054","Ronde biannuelle de maintenance  préventive en ZAC","MPS","BATI","U200BATP","13U",null,"2024-10-15",3,1,0,2,3,"BIOMED_ULIS",{"$error":"#NAME?"},{"$f":"IFERROR(\"Oui, à la ligne \" & MATCH(tableFévrier[[#This Row],[Fusion]],tableOctobre[Fusion],0)+1,\"Non trouvé\")","v":"Non trouvé"},null,32998,null,32998]
["BAT08RC71","Atelier laverie FP albumine","U_BATI000054","Ronde biannuelle de maintenance  préventive en ZAC","MPS","BATI","U200BATP","13U",null,"2024-10-15",0,1,0,null,null,"BIOMED_ULIS",{"$f":"_xlfn.TEXTJOIN(\"\",TRUE,A34306:D34306,H34306,N34306)","v":{"$error":"#NAME?"}},{"$f":"IFERROR(\"Oui, à la ligne \" & MATCH(tableFévrier[[#This Row],[Fusion]],tableOctobre[Fusion],0)+1,\"Non trouvé\")","v":"Non trouvé"},null,32999,null,32999]
["BAT08RC72","Bureau chef équipe albumine","U_BATI000054","Ronde biannuelle de maintenance  préventive en ZAC","MPS","BATI","U200BATP","13U",null,"2024-10-15",3,1,0,2,3,"BIOMED_ULIS",{"$error":"#NAME?"},{"$f":"IFERROR(\"Oui, à la ligne \" & MATCH(tableFévrier[[#This Row],[Fusion]],tableOctobre[Fusion],0)+1,\"Non trouvé\")","v":"Non trouvé"},null,33000,null,33000]
["BAT08RC76","Local technique UF albumine","U_BATI000054","Ronde biannuelle de maintenance  préventive en ZAC","MPS","BATI","U200BATP","13U",null,"2024-10-15",3,1,0,2,3,"BIOMED_ULIS",{"$error":"#NAME?"},{"$f":"IFERROR(\"Oui, à la ligne \" & MATCH(tableFévrier[[#This Row],[Fusion]],tableOctobre[Fusion],0)+1,\"Non trouvé\")","v":"Non trouvé"},null,33001,null,33001]
["BAT01SS31","Atelier broyage plasma","U_BATI000054","Ronde biannuelle de maintenance  préventive en ZAC","MPS","BATI","U200BATP","13U",null,"2024-09-15",3,1,0,2,3,"BIOMED_ULIS",{"$error":"#NAME?"},{"$f":"IFERROR(\"Oui, à la ligne \" & MATCH(tableFévrier[[#This Row],[Fusion]],tableOctobre[Fusion],0)+1,\"Non trouvé\")","v":"Non trouvé"},null,33002]
["BAT01SS32","Laverie propre plasma","U_BATI000054","Ronde biannuelle de maintenance  préventive en ZAC","MPS","BATI","U200BATP","13U",null,"2024-09-15",3,1,0,2,3,"BIOMED_ULIS",{"$error":"#NAME?"},{"$f":"IFERROR(\"Oui, à la ligne \" & MATCH(tableFévrier[[#This Row],[Fusion]],tableOctobre[Fusion],0)+1,\"Non trouvé\")","v":"Non trouvé"},null,33003]
["BAT01SS33","Local technique reffroidissement BKA28","U_BATI000054","Ronde biannuelle de maintenance  préventive en ZAC","MPS","BATI","U200BATP","13U",null,"2024-09-15",3,1,0,2,3,"BIOMED_ULIS",{"$error":"#NAME?"},{"$f":"IFERROR(\"Oui, à la ligne \" & MATCH(tableFévrier[[#This Row],[Fusion]],tableOctobre[Fusion],0)+1,\"Non trouvé\")","v":"Non trouvé"},null,33004]
["BAT01SS34","Atelier centri. AS26","U_BATI000054","Ronde biannuelle de maintenance  préventive en ZAC","MPS","BATI","U200BATP","13U",null,"2024-09-15",3,1,0,2,3,"BIOMED_ULIS",{"$error":"#NAME?"},{"$f":"IFERROR(\"Oui, à la ligne \" & MATCH(tableFévrier[[#This Row],[Fusion]],tableOctobre[Fusion],0)+1,\"Non trouvé\")","v":"Non trouvé"},null,33005]
["BAT01SS35","Laverie plasma","U_BATI000054","Ronde biannuelle de maintenance  préventive en ZAC","MPS","BATI","U200BATP","13U",null,"2024-09-15",3,1,0,2,3,"BIOMED_ULIS",{"$error":"#NAME?"},{"$f":"IFERROR(\"Oui, à la ligne \" & MATCH(tableFévrier[[#This Row],[Fusion]],tableOctobre[Fusion],0)+1,\"Non trouvé\")","v":"Non trouvé"},null,33006]
["BAT041413","Local Congélation coupe poches","CURA327359","Support ventouse","MC",null,"U200BATP","13U",null,"2024-02-15",0,1,0,null,null,"BIOMED_ULIS",{"$error":"#NAME?"},{"$f":"IFERROR(\"Oui, à la ligne \" & MATCH(tableFévrier[[#This Row],[Fusion]],tableOctobre[Fusion],0)+1,\"Non trouvé\")","v":"Non trouvé"},null,33007,null,33007]
["BATEX","Extérieurs bâtiments","CURA327361","Débouchage du réseau eau usée","MC",null,"U235BATU","13U",null,"2024-02-15",0,1,0,null,null,"BIOMED_ULIS",{"$error":"#NAME?"},{"$f":"IFERROR(\"Oui, à la ligne \" & MATCH(tableFévrier[[#This Row],[Fusion]],tableOctobre[Fusion],0)+1,\"Non trouvé\")","v":"Non trouvé"},null,33008,null,33008]
["BAT08RC24","Vestiaires décongélation","CURA327362","Déposer le voyant Decong en cours\"en 8RC24\"","SER",null,"U200BATP","10U","636 948,00","3000-01-01",0,1,0,null,null,"BIOMED_ULIS",{"$error":"#NAME?"},{"$f":"IFERROR(\"Oui, à la ligne \" & MATCH(tableFévrier[[#This Row],[Fusion]],tableOctobre[Fusion],0)+1,\"Non trouvé\")","v":"Non trouvé"},null,33009,null,33009]
["BAT01SS55","SAS sortie tunnel de décongélation","U_BATI000054","Ronde biannuelle de maintenance  préventive en ZAC","MPS","BATI","U200BATP","13U",null,"2024-09-15",3,1,0,2,3,"BIOMED_ULIS",{"$error":"#NAME?"},{"$f":"IFERROR(\"Oui, à la ligne \" & MATCH(tableFévrier[[#This Row],[Fusion]],tableOctobre[Fusion],0)+1,\"Non trouvé\")","v":"Non trouvé"},null,33010]
["BAT08COMMUN","Bâtiment 8 communs","U_BATI000054","Ronde biannuelle de maintenance  préventive en ZAC","MPS","BATI","U200BATP","13U",null,"2024-12-15",3,1,0,2,3,"BIOMED_ULIS",{"$error":"#NAME?"},{"$f":"IFERROR(\"Oui, à la ligne \" & MATCH(tableFévrier[[#This Row],[Fusion]],tableOctobre[Fusion],0)+1,\"Non trouvé\")","v":"Non trouvé"},null,33011]
["BAT04FIBRI","Bâtiment 4 atelier fibrinogène","U_BATI000054","Ronde biannuelle de maintenance  préventive en ZAC","MPS","BATI","U200BATP","13U",null,"2024-10-15",3,1,0,2,3,"BIOMED_ULIS",{"$error":"#NAME?"},{"$f":"IFERROR(\"Oui, à la ligne \" & MATCH(tableFévrier[[#This Row],[Fusion]],tableOctobre[Fusion],0)+1,\"Non trouvé\")","v":"Non trouvé"},null,33012]
["BAT08ADEAE","Bâtiment 8 atelier ADE","U_BATI000054","Ronde biannuelle de maintenance  préventive en ZAC","MPS","BATI","U200BATP","13U",null,"2024-09-15",3,1,0,2,3,"BIOMED_ULIS",{"$error":"#NAME?"},{"$f":"IFERROR(\"Oui, à la ligne \" & MATCH(tableFévrier[[#This Row],[Fusion]],tableOctobre[Fusion],0)+1,\"Non trouvé\")","v":"Non trouvé"},null,33013]
["BAT04COMMUN","Bâtiment 4 communs","U_BATI000054","Ronde biannuelle de maintenance  préventive en ZAC","MPS","BATI","U200BATP","13U",null,"2024-12-15",3,1,0,2,3,"BIOMED_ULIS",{"$error":"#NAME?"},{"$f":"IFERROR(\"Oui, à la ligne \" & MATCH(tableFévrier[[#This Row],[Fusion]],tableOctobre[Fusion],0)+1,\"Non trouvé\")","v":"Non trouvé"},null,33014]
["BAT08CDP","Bâtiment 8 centrale de pesée","U_BATI000054","Ronde biannuelle de maintenance  préventive en ZAC","MPS","BATI","U200BATP","13U",null,"2024-10-15",3,1,0,2,3,"BIOMED_ULIS",{"$error":"#NAME?"},{"$f":"IFERROR(\"Oui, à la ligne \" & MATCH(tableFévrier[[#This Row],[Fusion]],tableOctobre[Fusion],0)+1,\"Non trouvé\")","v":"Non trouvé"},null,33015]
["BAT08VESTIAIR","Vestiaires rez de chaussé production","U_BATI000054","Ronde biannuelle de maintenance  préventive en ZAC","MPS","BATI","U200BATP","13U",null,"2024-12-15",3,1,0,2,3,"BIOMED_ULIS",{"$error":"#NAME?"},{"$f":"IFERROR(\"Oui, à la ligne \" & MATCH(tableFévrier[[#This Row],[Fusion]],tableOctobre[Fusion],0)+1,\"Non trouvé\")","v":"Non trouvé"},null,33016]
["BAT04DECONG","Bâtiment 4 atelier décongélation","U_BATI000054","Ronde biannuelle de maintenance  préventive en ZAC","MPS","BATI","U200BATP","13U",null,"2024-10-15",3,1,0,2,3,"BIOMED_ULIS",{"$error":"#NAME?"},{"$f":"IFERROR(\"Oui, à la ligne \" & MATCH(tableFévrier[[#This Row],[Fusion]],tableOctobre[Fusion],0)+1,\"Non trouvé\")","v":"Non trouvé"},null,33017,null,33017]
["ALBPP06","Pompe filtre press albumine T I+II+III","CURA327375","Fuite","MC",null,"U440","11U",null,"2024-02-16",0,1,0,null,null,"BIOMED_ULIS",{"$error":"#NAME?"},{"$f":"IFERROR(\"Oui, à la ligne \" & MATCH(tableFévrier[[#This Row],[Fusion]],tableOctobre[Fusion],0)+1,\"Non trouvé\")","v":"Non trouvé"},null,33018,null,33018]
["GAMCT12","Cuve n°2 préparation tampon","CURA327376","Remplacement câble d'alimentation abîmé","MC",null,"U441","11U",null,"2024-02-16",0,1,0,null,null,"BIOMED_ULIS",{"$error":"#NAME?"},{"$f":"IFERROR(\"Oui, à la ligne \" & MATCH(tableFévrier[[#This Row],[Fusion]],tableOctobre[Fusion],0)+1,\"Non trouvé\")","v":"Non trouvé"}]
["INDUSREPORT1","Serveur de rapports","CURA327378"," TW379018 Amélioration ticket et rapports de lot courbes de régénération UFALB","MC",null,"U236DIV","12U",null,"2024-02-16",0,1,0,null,null,"BIOMED_ULIS",{"$error":"#NAME?"},{"$f":"IFERROR(\"Oui, à la ligne \" & MATCH(tableFévrier[[#This Row],[Fusion]],tableOctobre[Fusion],0)+1,\"Non trouvé\")","v":"Non trouvé"},null,33019,null,33019]
["RF14EVA02","Evaporateur couloir cf n°13 - 40°C","CURA327395","Dégivrage du caisson","SER",null,"U222RF","10U","636 978,00","3000-01-01",0,1,0,null,null,"BIOMED_ULIS",{"$error":"#NAME?"},{"$f":"IFERROR(\"Oui, à la ligne \" & MATCH(tableFévrier[[#This Row],[Fusion]],tableOctobre[Fusion],0)+1,\"Non trouvé\")","v":"Non trouvé"},null,33020,null,33020]
["ALBSCEL05","Soudeuse de poches","CURA327404","Mise à dispo. en PROD. après Q/V","MC",null,"U440","11U","636 993,00","3000-01-01",0,1,0,null,null,"BIOMED_ULIS",{"$error":"#NAME?"},{"$f":"IFERROR(\"Oui, à la ligne \" & MATCH(tableFévrier[[#This Row],[Fusion]],tableOctobre[Fusion],0)+1,\"Non trouvé\")","v":"Non trouvé"},null,33021,null,33021]
["ALBSCEL09","Soudeuse de poches","CURA327405","Défaut temp. de refroidissement","MC",null,"U440","11U",null,"2024-02-16",0,1,0,null,null,"BIOMED_ULIS",{"$error":"#NAME?"},{"$f":"IFERROR(\"Oui, à la ligne \" & MATCH(tableFévrier[[#This Row],[Fusion]],tableOctobre[Fusion],0)+1,\"Non trouvé\")","v":"Non trouvé"},null,33022,null,33022]
["ALBF17","Carter de filtration lenticulaire","CURA327417","Pointe de rouille sur le carter ALBF17 sur le fond du carter ( carter a non utilise en attendant)","MC",null,"U440","11U","637 018,00","3000-01-01",0,1,0,null,null,"BIOMED_ULIS",{"$error":"#NAME?"},{"$f":"IFERROR(\"Oui, à la ligne \" & MATCH(tableFévrier[[#This Row],[Fusion]],tableOctobre[Fusion],0)+1,\"Non trouvé\")","v":"Non trouvé"},null,33023,null,33023]
["PLAPP03","Pompe vidange bols centri PLAC01-PLAC02","CURA327419","Rempl. pompe PLAPP03","MC",null,"U236NEP","11U","637 023,00","3000-01-01",0,1,0,null,null,"BIOMED_ULIS",{"$error":"#NAME?"},{"$f":"IFERROR(\"Oui, à la ligne \" & MATCH(tableFévrier[[#This Row],[Fusion]],tableOctobre[Fusion],0)+1,\"Non trouvé\")","v":"Non trouvé"},null,33024,null,33024]
["BAT01SS28","Atelier découpe des poches plasma","U_BATI000054","Ronde biannuelle de maintenance  préventive en ZAC","MPS","BATI","U200BATP","13U",null,"2024-09-15",3,1,0,2,3,"BIOMED_ULIS",{"$error":"#NAME?"},{"$f":"IFERROR(\"Oui, à la ligne \" & MATCH(tableFévrier[[#This Row],[Fusion]],tableOctobre[Fusion],0)+1,\"Non trouvé\")","v":"Non trouvé"},null,33025]
["BAT01SS29","Vestiaire décongélation","U_BATI000054","Ronde biannuelle de maintenance  préventive en ZAC","MPS","BATI","U200BATP","13U",null,"2024-09-15",3,1,0,2,3,"BIOMED_ULIS",{"$error":"#NAME?"},{"$f":"IFERROR(\"Oui, à la ligne \" & MATCH(tableFévrier[[#This Row],[Fusion]],tableOctobre[Fusion],0)+1,\"Non trouvé\")","v":"Non trouvé"},null,33026,null,33026]
["BAT04RC430","Local Laverie zone sale","CURA327427","Défaut pression trappe de déchet","MC",null,"U200BATP","11U","637 063,00","3000-01-01",0,1,0,null,null,"BIOMED_ULIS",{"$error":"#NAME?"},{"$f":"IFERROR(\"Oui, à la ligne \" & MATCH(tableFévrier[[#This Row],[Fusion]],tableOctobre[Fusion],0)+1,\"Non trouvé\")","v":"Non trouvé"},null,33027,null,33027]
["ALBPLC01","Automate réacteurs albumine","CURA327428","Raz peson","MC",null,"U440","11U","637 065,00","3000-01-01",0,1,0,null,null,"BIOMED_ULIS",{"$error":"#NAME?"},{"$f":"IFERROR(\"Oui, à la ligne \" & MATCH(tableFévrier[[#This Row],[Fusion]],tableOctobre[Fusion],0)+1,\"Non trouvé\")","v":"Non trouvé"}]
["GAMPLC08","Automate extension B8","CURA327428","Raz peson","MC",null,"U441","11U","637 066,00","3000-01-01",0,1,0,null,null,"BIOMED_ULIS",{"$error":"#NAME?"},{"$f":"IFERROR(\"Oui, à la ligne \" & MATCH(tableFévrier[[#This Row],[Fusion]],tableOctobre[Fusion],0)+1,\"Non trouvé\")","v":"Non trouvé"}]
["ALBJGV61","Vanne diverter intro produit ALBR006","CURA327429","Réglage compte rendu","MC",null,"U440","11U","637 069,00","3000-01-01",0,1,0,null,null,"BIOMED_ULIS",{"$error":"#NAME?"},{"$f":"IFERROR(\"Oui, à la ligne \" & MATCH(tableFévrier[[#This Row],[Fusion]],tableOctobre[Fusion],0)+1,\"Non trouvé\")","v":"Non trouvé"},null,33029,null,33029]
["GAMBOL287","Bol de centri BKA45 n°287","CURA327431","Démontage double enveloppe","MC",null,"U441","11U","637 074,00","3000-01-01",0,1,0,null,null,"BIOMED_ULIS",{"$error":"#NAME?"},{"$f":"IFERROR(\"Oui, à la ligne \" & MATCH(tableFévrier[[#This Row],[Fusion]],tableOctobre[Fusion],0)+1,\"Non trouvé\")","v":"Non trouvé"},null,33030,null,33030]
["GAMBOL964","Bol de centri BKA45 n°964","CURA327431","Démontage double enveloppe","MC",null,"U441","11U","637 075,00","3000-01-01",0,1,0,null,null,"BIOMED_ULIS",{"$error":"#NAME?"},{"$f":"IFERROR(\"Oui, à la ligne \" & MATCH(tableFévrier[[#This Row],[Fusion]],tableOctobre[Fusion],0)+1,\"Non trouvé\")","v":"Non trouvé"},null,33031,null,33031]
["ADER168_001","Cuve mobile 400L","CURA327432","Impossible de connecter la cuve","MC",null,"U421DEAE","11U","637 076,00","3000-01-01",0,1,0,null,null,"BIOMED_ULIS",{"$error":"#NAME?"},{"$f":"IFERROR(\"Oui, à la ligne \" & MATCH(tableFévrier[[#This Row],[Fusion]],tableOctobre[Fusion],0)+1,\"Non trouvé\")","v":"Non trouvé"},null,33032,null,33032]
["GAMPLC08","Automate extension B8","CURA327039","Défaut conductivité","CON",null,"U441","11U","637 077,00","3000-01-01",0,1,0,null,null,"BIOMED_ULIS",{"$error":"#NAME?"},{"$f":"IFERROR(\"Oui, à la ligne \" & MATCH(tableFévrier[[#This Row],[Fusion]],tableOctobre[Fusion],0)+1,\"Non trouvé\")","v":"Non trouvé"}]
["GAMF01","Filtre Pall N°1 FP Gamma","CURA327433","Défaut de pression","MC",null,"U441","11U","637 078,00","3000-01-01",0,1,0,null,null,"BIOMED_ULIS",{"$error":"#NAME?"},{"$f":"IFERROR(\"Oui, à la ligne \" & MATCH(tableFévrier[[#This Row],[Fusion]],tableOctobre[Fusion],0)+1,\"Non trouvé\")","v":"Non trouvé"},null,33034,null,33034]
["ALBARM28","Armoire electrique ALBUF2","CURA327434","Défaut arrêt d'urgence","MC",null,"U440","11U","637 079,00","3000-01-01",0,1,0,null,null,"BIOMED_ULIS",{"$error":"#NAME?"},{"$f":"IFERROR(\"Oui, à la ligne \" & MATCH(tableFévrier[[#This Row],[Fusion]],tableOctobre[Fusion],0)+1,\"Non trouvé\")","v":"Non trouvé"},null,33035,null,33035]
["WFIT310_000","Cuve n°310 WFI","CURA327438","Défaut niveau très haut","MC",null,"U236WFI","11U","637 084,00","3000-01-01",0,1,0,null,null,"BIOMED_ULIS",{"$error":"#NAME?"},{"$f":"IFERROR(\"Oui, à la ligne \" & MATCH(tableFévrier[[#This Row],[Fusion]],tableOctobre[Fusion],0)+1,\"Non trouvé\")","v":"Non trouvé"},null,33036,null,33036]
["NEP07ST07","Station NEP laverie Gamma","CURA327439","Conduite","MCU",null,"U236NEP","11U","637 085,00","3000-01-01",0,1,0,null,null,"BIOMED_ULIS",{"$error":"#NAME?"},{"$f":"IFERROR(\"Oui, à la ligne \" & MATCH(tableFévrier[[#This Row],[Fusion]],tableOctobre[Fusion],0)+1,\"Non trouvé\")","v":"Non trouvé"},null,33037,null,33037]
["BAT04RC420","Local ZT centris fibri","CURA327440","Nettoyage de la zone technique","MC",null,"U200BATP","11U","637 086,00","3000-01-01",0,1,0,null,null,"BIOMED_ULIS",{"$error":"#NAME?"},{"$f":"IFERROR(\"Oui, à la ligne \" & MATCH(tableFévrier[[#This Row],[Fusion]],tableOctobre[Fusion],0)+1,\"Non trouvé\")","v":"Non trouvé"},null,33038,null,33038]
["ADEPV123_117","Vanne  alimentation cuve UF","CURA327441","Défaut de vanne","MC",null,"U421DEAE","11U",null,"2024-02-19",0,1,0,null,null,"BIOMED_ULIS",{"$error":"#NAME?"},{"$f":"IFERROR(\"Oui, à la ligne \" & MATCH(tableFévrier[[#This Row],[Fusion]],tableOctobre[Fusion],0)+1,\"Non trouvé\")","v":"Non trouvé"},null,33039,null,33039]
["GAMFP01","Filtre presse gamma","CURA327447","Pas de vidange bac","MC",null,"U441","11U",null,"2024-02-19",0,1,0,null,null,"BIOMED_ULIS",{"$error":"#NAME?"},{"$f":"IFERROR(\"Oui, à la ligne \" & MATCH(tableFévrier[[#This Row],[Fusion]],tableOctobre[Fusion],0)+1,\"Non trouvé\")","v":"Non trouvé"},null,33040,null,33040]
["PLAPLC01","Station automate centrifugation plasma","CURA327454","DCY impossible sur le rincage","MC",null,"U441","11U",null,"2024-02-19",0,1,0,null,null,"BIOMED_ULIS",{"$error":"#NAME?"},{"$f":"IFERROR(\"Oui, à la ligne \" & MATCH(tableFévrier[[#This Row],[Fusion]],tableOctobre[Fusion],0)+1,\"Non trouvé\")","v":"Non trouvé"},null,33041,null,33041]
["MGPCF60","Sas chambres froide MGPCF10/MGPCF13","CURA327477","Fuite d'eau faux plafond","SER",null,"U406","10U",null,"2024-02-19",0,1,0,null,null,"BIOMED_ULIS",{"$error":"#NAME?"},{"$f":"IFERROR(\"Oui, à la ligne \" & MATCH(tableFévrier[[#This Row],[Fusion]],tableOctobre[Fusion],0)+1,\"Non trouvé\")","v":"Non trouvé"},null,33042,null,33042]
["BAT11MGG","Bâtiment 11 partie magasin général","CURA327483","La porte du camion du MGG ne se ferme plus","MC",null,"U200BATP","13U",null,"2024-02-19",0,1,0,null,null,"BIOMED_ULIS",{"$error":"#NAME?"},{"$f":"IFERROR(\"Oui, à la ligne \" & MATCH(tableFévrier[[#This Row],[Fusion]],tableOctobre[Fusion],0)+1,\"Non trouvé\")","v":"Non trouvé"},null,33043]
["GW2CMT04","Affichage Temp. IW6.6 GW2 CENTRI IG","CURA327488","Défaut T°","MC",null,"U222GW","11U",null,"2024-02-19",0,1,0,null,null,"BIOMED_ULIS",{"$error":"#NAME?"},{"$f":"IFERROR(\"Oui, à la ligne \" & MATCH(tableFévrier[[#This Row],[Fusion]],tableOctobre[Fusion],0)+1,\"Non trouvé\")","v":"Non trouvé"},null,33044,null,33044]
["NEP05CMT04","Aff. temp. sécu. personne laverie 8RC53","CURA327489","Remise en place sonde","MC",null,"U222GW","11U",null,"2024-02-19",0,1,0,null,null,"BIOMED_ULIS",{"$error":"#NAME?"},{"$f":"IFERROR(\"Oui, à la ligne \" & MATCH(tableFévrier[[#This Row],[Fusion]],tableOctobre[Fusion],0)+1,\"Non trouvé\")","v":"Non trouvé"},null,33045,null,33045]
["GAMFP01","Filtre presse gamma","CURA327492","Investigations suite à RDP Cunos TII TW 382002","MC",null,"U441","11U",null,"2024-02-19",0,1,0,null,null,"BIOMED_ULIS",{"$error":"#NAME?"},{"$f":"IFERROR(\"Oui, à la ligne \" & MATCH(tableFévrier[[#This Row],[Fusion]],tableOctobre[Fusion],0)+1,\"Non trouvé\")","v":"Non trouvé"},null,33046,null,33046]
["BAT04RC413","Local Cryo-centrifugation","CURA327502","Porte en manuel 4RC413","MC",null,"U200BATP","13U",null,"2024-02-19",0,1,0,null,null,"BIOMED_ULIS",{"$error":"#NAME?"},{"$f":"IFERROR(\"Oui, à la ligne \" & MATCH(tableFévrier[[#This Row],[Fusion]],tableOctobre[Fusion],0)+1,\"Non trouvé\")","v":"Non trouvé"},null,33047,null,33047]
["PNEUBD01","Réseau de transport par tube pneumatique","CURA327504","Fonctionne mal","MC",null,"U441","11U",null,"2024-02-19",0,1,0,null,null,"BIOMED_ULIS",{"$error":"#NAME?"},{"$f":"IFERROR(\"Oui, à la ligne \" & MATCH(tableFévrier[[#This Row],[Fusion]],tableOctobre[Fusion],0)+1,\"Non trouvé\")","v":"Non trouvé"},null,33048,null,33048]
["BAT08RC24","Vestiaires décongélation","CURA327505","Tiroir du milieu 8RC24","MC",null,"U200BATP","61U",null,"2024-02-19",0,1,0,null,null,"BIOMED_ULIS",{"$error":"#NAME?"},{"$f":"IFERROR(\"Oui, à la ligne \" & MATCH(tableFévrier[[#This Row],[Fusion]],tableOctobre[Fusion],0)+1,\"Non trouvé\")","v":"Non trouvé"},null,33049,null,33049]
["GAMTG","Tableau sortie cunos GAMF01 / GAMF02","CURA327506","Détecteur GAMTG02 HS","MC",null,"U441","11U",null,"2024-02-19",0,1,0,null,null,"BIOMED_ULIS",{"$error":"#NAME?"},{"$f":"IFERROR(\"Oui, à la ligne \" & MATCH(tableFévrier[[#This Row],[Fusion]],tableOctobre[Fusion],0)+1,\"Non trouvé\")","v":"Non trouvé"},null,33050,null,33050]
["BAT08","Bâtiment 8 de production","CURA327507","Nettoyage zone technique","MC",null,"U200BATP","11U",null,"2024-02-20",0,1,0,null,null,"BIOMED_ULIS",{"$error":"#NAME?"},{"$f":"IFERROR(\"Oui, à la ligne \" & MATCH(tableFévrier[[#This Row],[Fusion]],tableOctobre[Fusion],0)+1,\"Non trouvé\")","v":"Non trouvé"},null,33051,null,33051]
["HNOR401","Cuve traitement évents acide nitrique","CURA327508","Défaut niveau bas","MC",null,"U236NEP","11U",null,"2024-02-20",0,1,0,null,null,"BIOMED_ULIS",{"$error":"#NAME?"},{"$f":"IFERROR(\"Oui, à la ligne \" & MATCH(tableFévrier[[#This Row],[Fusion]],tableOctobre[Fusion],0)+1,\"Non trouvé\")","v":"Non trouvé"},null,33052,null,33052]
["GAMC21","Centrifugeuse n°1 gamma","CURA327516","Fourniture joint","MC",null,"U222GW","11U",null,"2024-02-20",0,1,0,null,null,"BIOMED_ULIS",{"$error":"#NAME?"},{"$f":"IFERROR(\"Oui, à la ligne \" & MATCH(tableFévrier[[#This Row],[Fusion]],tableOctobre[Fusion],0)+1,\"Non trouvé\")","v":"Non trouvé"},null,33053,null,33053]
["BAT08ARM22","Coffret Arm normale acide-soude autocom","CURA327519","La vanne 436 fuit durant le dépotage d'acide","MC",null,"U222ELE","11U",null,"2024-02-16",0,1,0,null,null,"BIOMED_ULIS",{"$error":"#NAME?"},{"$f":"IFERROR(\"Oui, à la ligne \" & MATCH(tableFévrier[[#This Row],[Fusion]],tableOctobre[Fusion],0)+1,\"Non trouvé\")","v":"Non trouvé"},null,33054]
["GAMR007","Réacteur n°07 fractionnement gamma","CURA327523","Difficulté de fermeture du trou d'homme GAMR07","MC",null,"U441","11U",null,"2024-02-19",0,1,0,null,null,"BIOMED_ULIS",{"$error":"#NAME?"},{"$f":"IFERROR(\"Oui, à la ligne \" & MATCH(tableFévrier[[#This Row],[Fusion]],tableOctobre[Fusion],0)+1,\"Non trouvé\")","v":"Non trouvé"},null,33055,null,33055]
["APMTRP04","Gerbeur Inox ESP10","CURA327524","Fonction de levage du transpalette/gerbeur APMTRP04 non fonctionnelle","MC",null,"U408PMML","15U",null,"2024-02-17",0,1,0,null,null,"BIOMED_ULIS",{"$error":"#NAME?"},{"$f":"IFERROR(\"Oui, à la ligne \" & MATCH(tableFévrier[[#This Row],[Fusion]],tableOctobre[Fusion],0)+1,\"Non trouvé\")","v":"Non trouvé"},null,33056,null,33056]
["CDPCMW13","Balance Mettler 60Kg/5g n°B602973","CURA327525","Absence de bulle de planéite (niveau) de la Balance CDPCMW013 + présence rouille superficielle","MC",null,"U408PMML","11U",null,"2024-02-15",0,1,0,null,null,"BIOMED_ULIS",{"$error":"#NAME?"},{"$f":"IFERROR(\"Oui, à la ligne \" & MATCH(tableFévrier[[#This Row],[Fusion]],tableOctobre[Fusion],0)+1,\"Non trouvé\")","v":"Non trouvé"}]
["PLAOUT12","Chariot de démontage des bols de centri.","CURA327526","Poignet manivelle du chariot PLAOUT12","MC",null,"U410","11U",null,"2024-02-15",0,1,0,null,null,"BIOMED_ULIS",{"$error":"#NAME?"},{"$f":"IFERROR(\"Oui, à la ligne \" & MATCH(tableFévrier[[#This Row],[Fusion]],tableOctobre[Fusion],0)+1,\"Non trouvé\")","v":"Non trouvé"},null,33058,null,33058]
["FIBP02","Pompe péristaltique vidange bols","CURA327527","FIBP02 - Fourniture nouvelle pompe","MC",null,"U411","14U",null,"2024-02-16",0,1,0,null,null,"BIOMED_ULIS",{"$error":"#NAME?"},{"$f":"IFERROR(\"Oui, à la ligne \" & MATCH(tableFévrier[[#This Row],[Fusion]],tableOctobre[Fusion],0)+1,\"Non trouvé\")","v":"Non trouvé"},null,33059,null,33059]
["PLACONG03","Congélateur pâte Cryo","CURA327528","Mise en place d'un nouveau congélateur en remplacement de PLACONG03","MC",null,"U410","10U",null,"2024-02-08",0,1,0,null,null,"BIOMED_ULIS",{"$error":"#NAME?"},{"$f":"IFERROR(\"Oui, à la ligne \" & MATCH(tableFévrier[[#This Row],[Fusion]],tableOctobre[Fusion],0)+1,\"Non trouvé\")","v":"Non trouvé"}]
["ADEFL01","Hotte à flux laminaire pièce 8RC213","CURA327529","Etiquette des touches de la hotte à flux laminaire décollée","MC",null,"U421DEAE","13U",null,"2024-02-16",0,1,0,null,null,"BIOMED_ULIS",{"$f":"_xlfn.TEXTJOIN(\"\",TRUE,A34370:D34370,H34370,N34370)","v":{"$error":"#NAME?"}},{"$f":"IFERROR(\"Oui, à la ligne \" & MATCH(tableFévrier[[#This Row],[Fusion]],tableOctobre[Fusion],0)+1,\"Non trouvé\")","v":"Non trouvé"},null,33061,null,33061]
["RIMREF12","Réf / congélateur DOMETIC n° 8411100","CURA327530","Changement de batterie sur la partie réfrigérateur","MC",null,"U624UAP","10U",null,"2024-02-16",0,1,0,null,null,"BIOMED_ULIS",{"$error":"#NAME?"},{"$f":"IFERROR(\"Oui, à la ligne \" & MATCH(tableFévrier[[#This Row],[Fusion]],tableOctobre[Fusion],0)+1,\"Non trouvé\")","v":"Non trouvé"},null,33062,null,33062]
["BCHREF14","Réfrigérateur n°18100089","CURA327531","Changement du compresseur à prévoir","MC",null,"U624UAP","10U",null,"2024-02-16",0,1,0,null,null,"BIOMED_ULIS",{"$error":"#NAME?"},{"$f":"IFERROR(\"Oui, à la ligne \" & MATCH(tableFévrier[[#This Row],[Fusion]],tableOctobre[Fusion],0)+1,\"Non trouvé\")","v":"Non trouvé"},null,33063,null,33063]
["BAT11CMT239","Enreg Temp produit CF 39 /BAT11ARM02","CURA327532","Givre porte sectionnelle (coupe feu) à l'entrée de la 11RC39","MC",null,"U168","10U",null,"2024-02-16",0,1,0,null,null,"BIOMED_ULIS",{"$error":"#NAME?"},{"$f":"IFERROR(\"Oui, à la ligne \" & MATCH(tableFévrier[[#This Row],[Fusion]],tableOctobre[Fusion],0)+1,\"Non trouvé\")","v":"Non trouvé"},null,33064,null,33064]
["DDPEQUIP","Equipements dévelop. préclinique r & d","CURA327533","Plus de lumière dans la pièce des congélateurs 1157","MC",null,"U850","10U",null,"2024-02-19",0,1,0,null,null,"BIOTECH_ULIS",{"$error":"#NAME?"},{"$f":"IFERROR(\"Oui, à la ligne \" & MATCH(tableFévrier[[#This Row],[Fusion]],tableOctobre[Fusion],0)+1,\"Non trouvé\")","v":"Non trouvé"},null,33065,null,33065]
["MFPRCONG02","Congélateur -80°C FROILABO","CURA327194","Modification tempo seuil hihi/hi/lo (MGGCONG17)","AME",null,"U868","12U",null,"2024-02-20",0,1,0,null,null,"BIOTECH_ULIS",{"$error":"#NAME?"},{"$f":"IFERROR(\"Oui, à la ligne \" & MATCH(tableFévrier[[#This Row],[Fusion]],tableOctobre[Fusion],0)+1,\"Non trouvé\")","v":"Non trouvé"},null,33066,null,33066]
["BAT04RC404","Local Centrifugation fibri","CURA327573","Fabrication de 4 pots ajourés pour stockage visserie","MC",null,"U200BATP","13U",null,"2024-02-20",0,1,0,null,null,"BIOMED_ULIS",{"$error":"#NAME?"},{"$f":"IFERROR(\"Oui, à la ligne \" & MATCH(tableFévrier[[#This Row],[Fusion]],tableOctobre[Fusion],0)+1,\"Non trouvé\")","v":"Non trouvé"},null,33067,null,33067]
["BAT08RC100","Salle tableaux pontage albumine","CURA327574","Support du tuyau NEP en 8RC100 Mal fixé et détérioré","MC",null,"U200BATP","11U",null,"2024-02-20",0,1,0,null,null,"BIOMED_ULIS",{"$error":"#NAME?"},{"$f":"IFERROR(\"Oui, à la ligne \" & MATCH(tableFévrier[[#This Row],[Fusion]],tableOctobre[Fusion],0)+1,\"Non trouvé\")","v":"Non trouvé"},null,33068,null,33068]
["BAT04PTA10","Porte n°1 Cryo-Précipité P4RC409-1-A","CURA327575","COMMUNS B4 - SAS Mise à disposition (4RC402) non fonctionnel (porte BAT04PTA10 en défaut)","MC",null,"U200BATP","13U",null,"2024-02-19",0,1,0,null,null,"BIOMED_ULIS",{"$error":"#NAME?"},{"$f":"IFERROR(\"Oui, à la ligne \" & MATCH(tableFévrier[[#This Row],[Fusion]],tableOctobre[Fusion],0)+1,\"Non trouvé\")","v":"Non trouvé"},null,33069,null,33069]
["BAT01SS31","Atelier broyage plasma","CURA327576","Peinture au sol marquage emplacement bidons 1SS31","MC",null,"U200BATP","13U",null,"2024-02-15",0,1,0,null,null,"BIOMED_ULIS",{"$error":"#NAME?"},{"$f":"IFERROR(\"Oui, à la ligne \" & MATCH(tableFévrier[[#This Row],[Fusion]],tableOctobre[Fusion],0)+1,\"Non trouvé\")","v":"Non trouvé"},null,33070,null,33070]
["AC26F43","Filtre terminale 8RC226","CURA327577","Etiquette d'identification de l'extincteur E9-23B est déchirée et décollée en 8RC226","MC",null,"U222AC","13U",null,"2024-02-16",0,1,0,null,null,"BIOMED_ULIS",{"$error":"#NAME?"},{"$f":"IFERROR(\"Oui, à la ligne \" & MATCH(tableFévrier[[#This Row],[Fusion]],tableOctobre[Fusion],0)+1,\"Non trouvé\")","v":"Non trouvé"},null,33071,null,33071]
["BAT08RC207","Local  Alfalastin 1","CURA327578","Marquage au sol toutes les salles","MC",null,"U421DEAE","13U",null,"2024-02-16",0,1,0,null,null,"BIOMED_ULIS",{"$error":"#NAME?"},{"$f":"IFERROR(\"Oui, à la ligne \" & MATCH(tableFévrier[[#This Row],[Fusion]],tableOctobre[Fusion],0)+1,\"Non trouvé\")","v":"Non trouvé"},null,33072,null,33072]
["DDPEQUIP","Equipements dévelop. préclinique r & d","CURA327579","Installation de 2 poignées sur une armoire labo 1237","MC",null,"U850","13U",null,"2024-02-16",0,1,0,null,null,"BIOTECH_ULIS",{"$error":"#NAME?"},{"$f":"IFERROR(\"Oui, à la ligne \" & MATCH(tableFévrier[[#This Row],[Fusion]],tableOctobre[Fusion],0)+1,\"Non trouvé\")","v":"Non trouvé"},null,33073,null,33073]
["BAT11PTA37","Porte auto enroul. Nergeco MGPCF37","CURA327580"," porte du boitier de la porte enroul ne ferme plus","MC",null,"U406","13U",null,"2024-02-16",0,1,0,null,null,"BIOMED_ULIS",{"$error":"#NAME?"},{"$f":"IFERROR(\"Oui, à la ligne \" & MATCH(tableFévrier[[#This Row],[Fusion]],tableOctobre[Fusion],0)+1,\"Non trouvé\")","v":"Non trouvé"},null,33074,null,33074]
["BAT041413","Local Congélation coupe poches","CURA327581","Confection de deux supports aimantés (support pour syphon de ventouse)","MC",null,"U200BATP","13U",null,"2024-02-15",0,1,0,null,null,"BIOMED_ULIS",{"$error":"#NAME?"},{"$f":"IFERROR(\"Oui, à la ligne \" & MATCH(tableFévrier[[#This Row],[Fusion]],tableOctobre[Fusion],0)+1,\"Non trouvé\")","v":"Non trouvé"},null,33075,null,33075]
["NEP10PV565","Vanne prise echantillon sortie NEP10CP02","CURA327583","Fuite en zone technique","MC",null,"U236NEP","11U",null,"2024-02-20",0,1,0,null,null,"BIOMED_ULIS",{"$error":"#NAME?"},{"$f":"IFERROR(\"Oui, à la ligne \" & MATCH(tableFévrier[[#This Row],[Fusion]],tableOctobre[Fusion],0)+1,\"Non trouvé\")","v":"Non trouvé"},null,33076]
["NEP10ST10","Station de nettoyage en place n°10","CURA327586","Défaut objet non pret","MC",null,"U236NEP","11U",null,"2024-02-21",0,1,0,null,null,"BIOMED_ULIS",{"$error":"#NAME?"},{"$f":"IFERROR(\"Oui, à la ligne \" & MATCH(tableFévrier[[#This Row],[Fusion]],tableOctobre[Fusion],0)+1,\"Non trouvé\")","v":"Non trouvé"}]
["GAMR009","Réacteur n°09 fractionnement gamma","CURA327587","Remise en place lèche paroi","MC",null,"U441","11U",null,"2024-02-21",0,1,0,null,null,"BIOMED_ULIS",{"$error":"#NAME?"},{"$f":"IFERROR(\"Oui, à la ligne \" & MATCH(tableFévrier[[#This Row],[Fusion]],tableOctobre[Fusion],0)+1,\"Non trouvé\")","v":"Non trouvé"},null,33077,null,33077]

{"sheet":"Octobre","index":1,"n_rows":36826,"n_cols":17,"rows_kept":4500,"cut":true,"hidden":false,"merged":[],"bounds":{"rows_first":2000,"rows_last":500,"rows_between":2000,"halvings":0}}
["JGEJ_EQUIPMENT","EREQ_DESCRIPTION","JGEJ_JOB","MDJB_DESCRIPTION","JGEJ_JOB_TYPE","JGEJ_JOB_CLASS","JGEJ_COSTCENTRE","JGEJ_SUPERVISOR","JGEJ_LAST_WORK_ORDER","JGEJ_NEXT_DATE","JGEJ_BEHAVIOUR","JGEJ_DURATION","JGEJ_DURATION_UNIT","JGEJ_FREQUENCY","JGEJ_FREQUENCY_UNIT","EREQ_ENTITY","Fusion"]
["BAT0102","Bâtiment des laboratoires de recherche","U_CURA002751","REFECTION DE SOL","MC","AR","S244","13U",null,"3000-01-01",0,1,0,null,null,"BIOTECH_ULIS",{"$f":"_xlfn.TEXTJOIN(\"\",TRUE,A2:D2,H2,N2)","v":"BAT0102Bâtiment des laboratoires de rechercheU_CURA002751REFECTION DE SOL13U"}]
["BAT0102","Bâtiment des laboratoires de recherche","U_CURA002750","REFECTION DE SOL","MC","AR","S244","13U",null,"3000-01-01",0,1,0,null,null,"BIOTECH_ULIS","BAT0102Bâtiment des laboratoires de rechercheU_CURA002750REFECTION DE SOL13U"]
["BAT0103","Bâtiment 1 laboratoires de contrôle","U_CURA005115","Réalisation et pose plaque","CON","DEF","S244","13U","5 527,00","3000-01-01",0,1,0,null,null,"BIOMED_ULIS","BAT0103Bâtiment 1 laboratoires de contrôleU_CURA005115Réalisation et pose plaque13U"]
["BAT09ASC11","Ascenseur zone prope restaurant","U_CURA003605","Alarmes intempestives","MC","DEF","U235BATU","13U","3 888,00","3000-01-01",0,1,0,null,null,"BIOMED_ULIS","BAT09ASC11Ascenseur zone prope restaurantU_CURA003605Alarmes intempestives13U"]
["BAT03","Bâtiment 3","U_CURA005103","Double de clef et remise en place plaque","CON","DEF","S244","13U","5 519,00","3000-01-01",0,1,0,null,null,"BIOMED_ULIS","BAT03Bâtiment 3U_CURA005103Double de clef et remise en place plaque13U"]
["CRDCF1254","Chambre froide +4°C pièce 1254","U_CURA005104","Recharger circuit fréon","MC","AR","U864PDP","10U","5 518,00","3000-01-01",0,1,0,null,null,"BIOTECH_ULIS","CRDCF1254Chambre froide +4°C pièce 1254U_CURA005104Recharger circuit fréon10U"]
["BAT0101","Bâtiment 1 1étage","U_CURA005107","Réparation serrure","CON","AR","S244","13U","5 515,00","3000-01-01",0,1,0,null,null,"BIOMED_ULIS","BAT0101Bâtiment 1 1étageU_CURA005107Réparation serrure13U"]
["BAT03","Bâtiment 3","U_CURA005106","Déplacer meubles","CON","AR","S244","13U","5 516,00","3000-01-01",0,1,0,null,null,"BIOMED_ULIS","BAT03Bâtiment 3U_CURA005106Déplacer meubles13U"]
["ELE","Réseau de distribution électrique","U_ELEC000005","Vérification annuelle installation élect","MPS","DEF","U222ELE","10U","107 080,00","3000-01-01",0,1,0,null,null,"BIOMED_ULIS","ELERéseau de distribution électriqueU_ELEC000005Vérification annuelle installation élect10U"]
["ELE","Réseau de distribution électrique","U_ELEC000006","Mise à jour schémas électriques dao","CON","DEF","U222ELE","10U","617 299,00","2024-12-18",3,51,1,52,1,"BIOMED_ULIS","ELERéseau de distribution électriqueU_ELEC000006Mise à jour schémas électriques dao10U52"]
["BATUSINE","Bâtiments communs","U_ELEC000002","Réparation éléctrique","MC","AR","U235BATU","AR",134,"3000-01-01",0,1,0,null,null,"BIOMED_ULIS","BATUSINEBâtiments communsU_ELEC000002Réparation éléctriqueAR"]
["BATUSINE","Bâtiments communs","U_BATI000002","Réparation sol mur plafond porte","MC","AR","U235BATU","AR","85 733,00","3000-01-01",0,1,0,null,null,"BIOMED_ULIS","BATUSINEBâtiments communsU_BATI000002Réparation sol mur plafond porteAR"]
["BAT11MGG","Bâtiment 11 partie magasin général","U_CURA003657","Réparation des portes coulissantes","MC","DEF","U200BATP","13U","3 935,00","3000-01-01",0,1,0,null,null,"BIOMED_ULIS","BAT11MGGBâtiment 11 partie magasin généralU_CURA003657Réparation des portes coulissantes13U"]
["BAT10","Bâtiment 10 Ateliers et bureaux Services Techniques","U_CURA003660","Remplacement serrure magasin technique","CON","AR","U200","13U",null,"3000-01-01",0,1,0,null,null,"BIOMED_ULIS","BAT10Bâtiment 10 Ateliers et bureaux Services TechniquesU_CURA003660Remplacement serrure magasin technique13U"]
["WFIHEX09","Echangeur GW5 de WFISBD101","U_CURA000151","Remplacement capteur pression GW5","MC","AR","U236WFI","AR",null,"3000-01-01",0,1,0,null,null,"BIOMED_ULIS","WFIHEX09Echangeur GW5 de WFISBD101U_CURA000151Remplacement capteur pression GW5AR"]
["BAT03","Bâtiment 3","U_CURA003310","FABRICATION D'ETIQUETTES","AME","AR","S244","13U","3 973,00","3000-01-01",0,1,0,null,null,"BIOMED_ULIS","BAT03Bâtiment 3U_CURA003310FABRICATION D'ETIQUETTES13U"]
["MGPPT05","Porte manuelle chambre froide n°5","U_CURA003503","Cordon chauffant à poser sur porte","MC","DEF","U406","10U","3 781,00","3000-01-01",0,1,0,null,null,"BIOMED_ULIS","MGPPT05Porte manuelle chambre froide n°5U_CURA003503Cordon chauffant à poser sur porte10U"]
["MGPCF12","Chambre froide n°12(2bis) stockage -40°C","U_CURA003506","Remise en fonctionnement racks","MC","DEF","U406","10U","3 778,00","3000-01-01",0,1,0,null,null,"BIOMED_ULIS","MGPCF12Chambre froide n°12(2bis) stockage -40°CU_CURA003506Remise en fonctionnement racks10U"]
["UDP5EQUIP","Equipements Unité Developpement Procédé5","U_CURA003706","Ligne de base non stable","MC","DEF","U864PDP","11U","3 985,00","3000-01-01",0,1,0,null,null,"BIOTECH_ULIS","UDP5EQUIPEquipements Unité Developpement Procédé5U_CURA003706Ligne de base non stable11U"]
["BAT04","Bâtiment 4 Centrale énergie","U_CURA003727","Marquage au sol","MC","DEF","S244","13U","4 006,00","3000-01-01",0,1,0,null,null,"BIOMED_ULIS","BAT04Bâtiment 4 Centrale énergieU_CURA003727Marquage au sol13U"]
["BAT08","Bâtiment 8 de production","U_CURA005105","Décablage","MC","DEF","U200BATP","10U","5 517,00","3000-01-01",0,1,0,null,null,"BIOMED_ULIS","BAT08Bâtiment 8 de productionU_CURA005105Décablage10U"]
["UDP3EQUIP","Equipements  unité de dévelop.procédé 3","U_CURA003550","Remise en comformité d'un centrifugeuse","AME","DEF","U851","11U","3 823,00","3000-01-01",0,1,0,null,null,"BIOTECH_ULIS","UDP3EQUIPEquipements  unité de dévelop.procédé 3U_CURA003550Remise en comformité d'un centrifugeuse11U"]
["BAT01","Bâtiment 1 commun","U_CURA003799","Remise en place plot signalisation","MC","DEF","S244","13U","4 083,00","3000-01-01",0,1,0,null,null,"BIOMED_ULIS","BAT01Bâtiment 1 communU_CURA003799Remise en place plot signalisation13U"]
["BAT03","Bâtiment 3","U_CURA003800","Réparation machine à écrire","MC","AR","S244","13U","4 082,00","3000-01-01",0,1,0,null,null,"BIOMED_ULIS","BAT03Bâtiment 3U_CURA003800Réparation machine à écrire13U"]
["BAT11MGP","Bâtiment 11 partie chambres froides","U_CURA003805","Remise en peinture sol","MC","DEF","U200BATP","13U","4 087,00","3000-01-01",0,1,0,null,null,"BIOMED_ULIS","BAT11MGPBâtiment 11 partie chambres froidesU_CURA003805Remise en peinture sol13U"]
["MGGFL01","Hotte flux laminaire box pesée n°1","U_CURA003585","Changement du rideau","MC","DEF","U168","13U",null,"3000-01-01",0,1,0,null,null,"BIOMED_ULIS","MGGFL01Hotte flux laminaire box pesée n°1U_CURA003585Changement du rideau13U"]
["MGGFL01","Hotte flux laminaire box pesée n°1","U_CURA003584","Changement rideau lamelle","MC","DEF","U168","13U",null,"3000-01-01",0,1,0,null,null,"BIOMED_ULIS","MGGFL01Hotte flux laminaire box pesée n°1U_CURA003584Changement rideau lamelle13U"]
["MGGFL01","Hotte flux laminaire box pesée n°1","U_CURA003587","Changement du rideau lamelle","MC","DEF","U168","13U",null,"3000-01-01",0,1,0,null,null,"BIOMED_ULIS","MGGFL01Hotte flux laminaire box pesée n°1U_CURA003587Changement du rideau lamelle13U"]
["BAT08","Bâtiment 8 de production","U_CURA003259","Etanchéité terrasse","MC","DEF","U200BATP","13U","3 526,00","3000-01-01",0,1,0,null,null,"BIOMED_ULIS","BAT08Bâtiment 8 de productionU_CURA003259Etanchéité terrasse13U"]
["MGPCF01","Chambre froide n°1 stockage -40°C","U_CURA003909","Gyrophare à changer","MC","DEF","U200BATP","13U","4 196,00","3000-01-01",0,1,0,null,null,"BIOMED_ULIS","MGPCF01Chambre froide n°1 stockage -40°CU_CURA003909Gyrophare à changer13U"]
["BAT0103","Bâtiment 1 laboratoires de contrôle","U_CURA003922","Remise à neuf bureaux","MC","DEF","S244","13U","4 214,00","3000-01-01",0,1,0,null,null,"BIOMED_ULIS","BAT0103Bâtiment 1 laboratoires de contrôleU_CURA003922Remise à neuf bureaux13U"]
["SECU","Réseau alarmes protection homme bâtiment","U_CURA003930","Pose d'un boitier de coupure","MC","DEF","U130","80U","4 206,00","3000-01-01",0,1,0,null,null,"BIOMED_ULIS","SECURéseau alarmes protection homme bâtimentU_CURA003930Pose d'un boitier de coupure80U"]
["EXUDP3C01","Centrifugeuse bol tubulaire","U_CURA003961","Mise en service","MPS","AR","U851","AR","4 245,00","3000-01-01",0,1,0,null,null,"BIOTECH_ULIS","EXUDP3C01Centrifugeuse bol tubulaireU_CURA003961Mise en serviceAR"]
["FW1","Réseau eau incendie RIA B1 à B8","U_CURA003973","Confection plaque ciment","AME","DEF","U130","13U","4 257,00","3000-01-01",0,1,0,null,null,"BIOMED_ULIS","FW1Réseau eau incendie RIA B1 à B8U_CURA003973Confection plaque ciment13U"]
["DWCSV12","Disconnecteur production eau adoucie","U_EAUX000009","Contrôle et entretien disconnecteur","MPS","DEF","U222DW","11U","648 453,00","2025-07-29",3,1,0,365,0,"BIOMED_ULIS","DWCSV12Disconnecteur production eau adoucieU_EAUX000009Contrôle et entretien disconnecteur11U365"]
["BAT01SS28","Atelier découpe des poches plasma","U_CURA003992","Confection de 2 supports sur roulettes","CON","AR","U200BATP","13U","4 270,00","3000-01-01",0,1,0,null,null,"BIOMED_ULIS","BAT01SS28Atelier découpe des poches plasmaU_CURA003992Confection de 2 supports sur roulettes13U"]
["BAT0102","Bâtiment des laboratoires de recherche","U_CURA004061","Changement barillets","AME","DEF","S244","13U","4 345,00","3000-01-01",0,1,0,null,null,"BIOTECH_ULIS","BAT0102Bâtiment des laboratoires de rechercheU_CURA004061Changement barillets13U"]
["AC62CE005","Extraction n°5 bureaux et lingerie","U_CURA004063","Création de l'extraction","AME","AR","U222AC","10U",null,"3000-01-01",0,1,0,null,null,"BIOMED_ULIS","AC62CE005Extraction n°5 bureaux et lingerieU_CURA004063Création de l'extraction10U"]
["MGPPT02","Porte manuelle chambre froide n°2","U_CURA005083","Porte bloquée","MC","AR","U406","10U","5 496,00","3000-01-01",0,1,0,null,null,"BIOMED_ULIS","MGPPT02Porte manuelle chambre froide n°2U_CURA005083Porte bloquée10U"]
["BAT11MGG","Bâtiment 11 partie magasin général","U_CURA004082","Réparation grillage","MC","DEF","U200BATP","13U","4 365,00","3000-01-01",0,1,0,null,null,"BIOMED_ULIS","BAT11MGGBâtiment 11 partie magasin généralU_CURA004082Réparation grillage13U"]
["FW2","Réseau eau incendie RIA B9 à B13","U_CURA004084","RIA hors service","MC","DEF","U130","13U","4 366,00","3000-01-01",0,1,0,null,null,"BIOMED_ULIS","FW2Réseau eau incendie RIA B9 à B13U_CURA004084RIA hors service13U"]
["FW2","Réseau eau incendie RIA B9 à B13","U_CURA004122","Vanne RIA ne fonctionne plus","MC","DEF","U130","13U","4 406,00","3000-01-01",0,1,0,null,null,"BIOMED_ULIS","FW2Réseau eau incendie RIA B9 à B13U_CURA004122Vanne RIA ne fonctionne plus13U"]
["MGPCF02","Chambre froide n°2 stockage -40°C","U_CURA004150","Remplacement des éclairages","MC","DEF","U200BATP","13U","4 426,00","3000-01-01",0,1,0,null,null,"BIOMED_ULIS","MGPCF02Chambre froide n°2 stockage -40°CU_CURA004150Remplacement des éclairages13U"]
["UDP1EQUIP","Equipements unité de dévelop. procédé","U_CURA004183","Dysfonctionnement onduleur","MC","DEF","U851","10U",null,"3000-01-01",0,1,0,null,null,"BIOTECH_ULIS","UDP1EQUIPEquipements unité de dévelop. procédéU_CURA004183Dysfonctionnement onduleur10U"]
["FW1","Réseau eau incendie RIA B1 à B8","U_CURA004233","Pose de 2 extincteurs","MC","DEF","U130","13U","4 538,00","3000-01-01",0,1,0,null,null,"BIOMED_ULIS","FW1Réseau eau incendie RIA B1 à B8U_CURA004233Pose de 2 extincteurs13U"]
["BAT08","Bâtiment 8 de production","U_CURA004236","Opacification vitres, remplct rideaux","MC","DEF","U200BATP","13U","4 535,00","3000-01-01",0,1,0,null,null,"BIOMED_ULIS","BAT08Bâtiment 8 de productionU_CURA004236Opacification vitres, remplct rideaux13U"]
["EXSSISDI02","Système détection incendie pos. sécurité","U_CURA004238","Pose détection incendie","AME","DEF","U235FW","10U","4 533,00","3000-01-01",0,1,0,null,null,"BIOMED_ULIS","EXSSISDI02Système détection incendie pos. sécuritéU_CURA004238Pose détection incendie10U"]
["GTB","Gestion technique batiments","U_CURA004239","Pose digicode","AME","DEF","U130","10U","4 532,00","3000-01-01",0,1,0,null,null,"BIOMED_ULIS","GTBGestion technique batimentsU_CURA004239Pose digicode10U"]
["EXMFPFOUR01","Four de dépyrogènation","U_CURA004245","Enlèvement four Neu","AME","AR","U440","11U","4 526,00","3000-01-01",0,1,0,null,null,"BIOMED_ULIS","EXMFPFOUR01Four de dépyrogènationU_CURA004245Enlèvement four Neu11U"]
["BAT08","Bâtiment 8 de production","U_CURA004246","Enlèvement 3 réfrigérateurs","AME","AR","U200BATP","11U","4 525,00","3000-01-01",0,1,0,null,null,"BIOMED_ULIS","BAT08Bâtiment 8 de productionU_CURA004246Enlèvement 3 réfrigérateurs11U"]
["BAT08","Bâtiment 8 de production","U_CURA004247","Pose mobilier","AME","DEF","U200BATP","11U",null,"3000-01-01",0,1,0,null,null,"BIOMED_ULIS","BAT08Bâtiment 8 de productionU_CURA004247Pose mobilier11U"]
["BAT08","Bâtiment 8 de production","U_CURA004248","Divers Travaux B8 sur AT99","AME","AR","U200BATP","11U","4 523,00","3000-01-01",0,1,0,null,null,"BIOMED_ULIS","BAT08Bâtiment 8 de productionU_CURA004248Divers Travaux B8 sur AT9911U"]
["EXAC05CT05A","Caisson traitement chambre chaude B8","U_CURA004249","Réglage débits d'air","AME","DEF","U222AC","10U","4 522,00","3000-01-01",0,1,0,null,null,"BIOMED_ULIS","EXAC05CT05ACaisson traitement chambre chaude B8U_CURA004249Réglage débits d'air10U"]
["SFI","Production et distri. vapeur prope B8","U_CURA004253","Arrêt et remise en service réseaux","AME","DEF","U236SFI","11U","4 518,00","3000-01-01",0,1,0,null,null,"BIOMED_ULIS","SFIProduction et distri. vapeur prope B8U_CURA004253Arrêt et remise en service réseaux11U"]
["BAT10","Bâtiment 10 Ateliers et bureaux Services Techniques","U_CURA004266","Marquage escabeau et montage support","CON","DEF","U200","13U","4 550,00","3000-01-01",0,1,0,null,null,"BIOMED_ULIS","BAT10Bâtiment 10 Ateliers et bureaux Services TechniquesU_CURA004266Marquage escabeau et montage support13U"]
["MGPCF12","Chambre froide n°12(2bis) stockage -40°C","U_CURA004273","Mise en place des planches sur les racks","MC","AR","U406","13U","4 556,00","3000-01-01",0,1,0,null,null,"BIOMED_ULIS","MGPCF12Chambre froide n°12(2bis) stockage -40°CU_CURA004273Mise en place des planches sur les racks13U"]
["SECU","Réseau alarmes protection homme bâtiment","U_CURA004275","Sirènes ne fonctionnent plus","MC","DEF","U130","10U","4 560,00","3000-01-01",0,1,0,null,null,"BIOMED_ULIS","SECURéseau alarmes protection homme bâtimentU_CURA004275Sirènes ne fonctionnent plus10U"]
["BAT02","Bâtiment 2","U_CURA004313","Pose stores et prise","CON","DEF","S244","13U","4 599,00","3000-01-01",0,1,0,null,null,"BIOMED_ULIS","BAT02Bâtiment 2U_CURA004313Pose stores et prise13U"]
["BAT11MGP","Bâtiment 11 partie chambres froides","U_CURA004369","Fixation plaque au sol","MC","DEF","U200BATP","13U","4 664,00","3000-01-01",0,1,0,null,null,"BIOMED_ULIS","BAT11MGPBâtiment 11 partie chambres froidesU_CURA004369Fixation plaque au sol13U"]
["GTB","Gestion technique batiments","U_CURA004376","Pose de boîtiers d'écartement","AME","DEF","U130","13U","4 657,00","3000-01-01",0,1,0,null,null,"BIOMED_ULIS","GTBGestion technique batimentsU_CURA004376Pose de boîtiers d'écartement13U"]
["WFIHEX05","Echangeur GW6 de WFISBD103","U_MECA000044","Remplacement joints de plaques","MPS","DEF","U236WFI","11U","604 272,00","2028-07-18",3,1,0,260,1,"BIOMED_ULIS","WFIHEX05Echangeur GW6 de WFISBD103U_MECA000044Remplacement joints de plaques11U260"]
["WFIHEX03","Echan. GW0 de WFISBD103 centrale pesée","U_MECA000044","Remplacement joints de plaques","MPS","DEF","U236WFI","11U","604 271,00","2028-07-18",3,1,0,260,1,"BIOMED_ULIS","WFIHEX03Echan. GW0 de WFISBD103 centrale peséeU_MECA000044Remplacement joints de plaques11U260"]
["WFIHEX56","Echangeur GW0 de SBD204","U_MECA000044","Remplacement joints de plaques","MPS","DEF","U236WFI","11U","495 703,00","2025-12-18",3,1,0,260,1,"BIOMED_ULIS","WFIHEX56Echangeur GW0 de SBD204U_MECA000044Remplacement joints de plaques11U260"]
["ELE","Réseau de distribution électrique","U_CURA004391","Branchement armoire tri plasma secouru","AME","AR","U222ELE","10U",null,"3000-01-01",0,1,0,null,null,"BIOMED_ULIS","ELERéseau de distribution électriqueU_CURA004391Branchement armoire tri plasma secouru10U"]
["ELE","Réseau de distribution électrique","U_CURA004392","Branchement armoire sur secouru","AME","AR","U222ELE","10U",null,"3000-01-01",0,1,0,null,null,"BIOMED_ULIS",{"$f":"_xlfn.TEXTJOIN(\"\",TRUE,A66:D66,H66,N66)","v":"ELERéseau de distribution électriqueU_CURA004392Branchement armoire sur secouru10U"}]
["ELE","Réseau de distribution électrique","U_CURA004393","Branchement armoire sur secouru","AME","AR","U222ELE","10U",null,"3000-01-01",0,1,0,null,null,"BIOMED_ULIS","ELERéseau de distribution électriqueU_CURA004393Branchement armoire sur secouru10U"]
["ELE","Réseau de distribution électrique","U_CURA004394","Branchement","AME","AR","U222ELE","10U",null,"3000-01-01",0,1,0,null,null,"BIOMED_ULIS","ELERéseau de distribution électriqueU_CURA004394Branchement10U"]
["BAT08","Bâtiment 8 de production","U_CURA004400","Fermeture placard métallique","CON","DEF","U200BATP","13U","4 688,00","3000-01-01",0,1,0,null,null,"BIOMED_ULIS","BAT08Bâtiment 8 de productionU_CURA004400Fermeture placard métallique13U"]
["GAMC21","Centrifugeuse n°1 gamma","U_MECA000002","Maintenance annuelle bka 45","MPS","DEF","U441","11U","648 218,00","2025-07-06",3,2,0,52,1,"BIOMED_ULIS","GAMC21Centrifugeuse n°1 gammaU_MECA000002Maintenance annuelle bka 4511U52"]
["BAT08RC102","Atelier centrifugation immunoglobuline","U_CURA000802","Remplacement sol et portes","AME","AR","U200BATP","13U",null,"3000-01-01",0,1,0,null,null,"BIOMED_ULIS","BAT08RC102Atelier centrifugation immunoglobulineU_CURA000802Remplacement sol et portes13U"]
["GAMC22","Centrifugeuse n°2 gamma","U_MECA000002","Maintenance annuelle bka 45","MPS","DEF","U441","11U","652 744,00","2025-07-06",3,2,0,52,1,"BIOMED_ULIS","GAMC22Centrifugeuse n°2 gammaU_MECA000002Maintenance annuelle bka 4511U52"]
["NEP01CP02","Pompe retour atelier plasma","U_MECA000045","Maintenance pompe","MPS","DEF","U236NEP","11U","643 578,00","2025-05-09",3,1,0,52,1,"BIOMED_ULIS","NEP01CP02Pompe retour atelier plasmaU_MECA000045Maintenance pompe11U52"]
["GTB","Gestion technique batiments","U_CURA004442","Chiffrage déplacement 2 barrières","AME","DEF","U130","13U","4 764,00","3000-01-01",0,1,0,null,null,"BIOMED_ULIS","GTBGestion technique batimentsU_CURA004442Chiffrage déplacement 2 barrières13U"]
["EXISSBD041","S. boucle vapeur SFIGV01 et WFIDIST01","U_CURA000813","Modification tuyauterie","AME","AR","U222IS","30U",null,"3000-01-01",0,1,0,null,null,"BIOMED_ULIS","EXISSBD041S. boucle vapeur SFIGV01 et WFIDIST01U_CURA000813Modification tuyauterie30U"]
["SGEQUIP","Equip. déchets hygiène et environnement","U_CURA004446","Remise en état transpalette peseur","MC","DEF","U130","11U","4 760,00","3000-01-01",0,1,0,null,null,"BIOMED_ULIS","SGEQUIPEquip. déchets hygiène et environnementU_CURA004446Remise en état transpalette peseur11U"]
["FW3","Réseau incendie sprinklage source","U_EAUX000007","Entretien installation sprinkler","MPS","DEF","U130","13U","45 037,00","3000-01-01",3,1,0,26,1,"BIOMED_ULIS","FW3Réseau incendie sprinklage sourceU_EAUX000007Entretien installation sprinkler13U26"]
["PLADE","Skid refroidissement centris plama","U_MECA000008","Maintenance ann. skid frd centri plasma","MPS","DEF","U410","11U","644 172,00","2026-06-27",3,1,0,104,1,"BIOMED_ULIS","PLADESkid refroidissement centris plamaU_MECA000008Maintenance ann. skid frd centri plasma11U104"]
["BAT08","Bâtiment 8 de production","U_CURA004462","Création 2 ouvertures dans plafond","AME","DEF","U200BATP","13U","4 780,00","3000-01-01",0,1,0,null,null,"BIOMED_ULIS","BAT08Bâtiment 8 de productionU_CURA004462Création 2 ouvertures dans plafond13U"]
["EXMGPCF08","Chambre froide n°8 sas -35°C","U_CURA004485","Poignée de porte à réparer.","MC","DEF","U406","13U","4 814,00","3000-01-01",0,1,0,null,null,"BIOMED_ULIS","EXMGPCF08Chambre froide n°8 sas -35°CU_CURA004485Poignée de porte à réparer.13U"]
["EXPE","Stockage et distribution éthanol sur. B8","U_CURA004497","Consignation déconsignation pour AT08/99","CON","AR","U236PE","11U",null,"3000-01-01",0,1,0,null,null,"BIOMED_ULIS","EXPEStockage et distribution éthanol sur. B8U_CURA004497Consignation déconsignation pour AT08/9911U"]
["BAT08SS25","Atelier chromato FC ZNHV","U_CURA004494","Pose sol plastique","AME","AR","U200BATP","13U",null,"3000-01-01",0,1,0,null,null,"BIOMED_ULIS","BAT08SS25Atelier chromato FC ZNHVU_CURA004494Pose sol plastique13U"]
["BAT11MGP","Bâtiment 11 partie chambres froides","U_BATI000004","Remplacement lampe; tube fluo.; halogène","MC","DEF","U200BATP","13U","136 542,00","3000-01-01",0,1,0,null,null,"BIOMED_ULIS","BAT11MGPBâtiment 11 partie chambres froidesU_BATI000004Remplacement lampe; tube fluo.; halogène13U"]
["WFIBD01","Boucle n°1 distribution d'eau ppi","U_PROC000002","Maintenance annuelle boucle","MPS","DEF","U236WFI","11U","648 711,00","2025-07-07",3,1,0,365,0,"BIOMED_ULIS","WFIBD01Boucle n°1 distribution d'eau ppiU_PROC000002Maintenance annuelle boucle11U365"]
["WFISBD101","S. boucle eau PPI décongélation plasma","U_PROC000004","Maintenance annuelle s/boucle WFI","MPS","DEF","U236WFI","11U","619 147,00","2024-12-06",3,1,0,52,1,"BIOMED_ULIS","WFISBD101S. boucle eau PPI décongélation plasmaU_PROC000004Maintenance annuelle s/boucle WFI11U52"]
["EXWFIHDV82","Vanne manuelle soutirage tunnel bosh","U_CURA000858","Manchettage point soutirage tunnel BOSH","AME","AR","U236WFI","13U",null,"3000-01-01",0,1,0,null,null,"BIOMED_ULIS","EXWFIHDV82Vanne manuelle soutirage tunnel boshU_CURA000858Manchettage point soutirage tunnel BOSH13U"]
["EXWFIJTV09","Vanne soutirage tunnel NEWMATIC","U_CURA000861","Manchettage soutirage tunne NEWMATIC","AME","AR","U236WFI","11U",null,"3000-01-01",0,1,0,null,null,"BIOMED_ULIS","EXWFIJTV09Vanne soutirage tunnel NEWMATICU_CURA000861Manchettage soutirage tunne NEWMATIC11U"]
["MGPCF10","Chambre froide n°10 réception plasma 5°C","U_CURA000866","Remplacement cadenas et serrures","MPS","DEF","U406","13U",null,"3000-01-01",0,1,0,null,null,"BIOMED_ULIS","MGPCF10Chambre froide n°10 réception plasma 5°CU_CURA000866Remplacement cadenas et serrures13U"]
["WFI","Production et distri. eau ppi vrac B8","U_PROC000016","Désinfection cuves et boucles WFI","MPS","DEF","U236WFI","11U","146 581,00","3000-01-01",0,2,0,null,null,"BIOMED_ULIS","WFIProduction et distri. eau ppi vrac B8U_PROC000016Désinfection cuves et boucles WFI11U"]
["BAT11MGP","Bâtiment 11 partie chambres froides","U_BATI000005","Menuiserie serrurerie de porte","MC","DEF","U200BATP","13U","1 067,00","3000-01-01",0,1,0,null,null,"BIOMED_ULIS","BAT11MGPBâtiment 11 partie chambres froidesU_BATI000005Menuiserie serrurerie de porte13U"]
["BATUSINE","Bâtiments communs","U_CURA000881","Serrure à changer","MC","DEF","U235BATU","13U",null,"2049-03-23",0,1,0,null,null,"BIOMED_ULIS","BATUSINEBâtiments communsU_CURA000881Serrure à changer13U"]
["BAT11MGP","Bâtiment 11 partie chambres froides","U_CURA004543","Refixation barres de protection","MC","DEF","U200BATP","13U","4 881,00","3000-01-01",0,1,0,null,null,"BIOMED_ULIS","BAT11MGPBâtiment 11 partie chambres froidesU_CURA004543Refixation barres de protection13U"]
["SECU","Réseau alarmes protection homme bâtiment","U_CURA004549","Effectuer des plans","AME","AR","U130","10U","4 872,00","3000-01-01",0,1,0,null,null,"BIOMED_ULIS","SECURéseau alarmes protection homme bâtimentU_CURA004549Effectuer des plans10U"]
["SECU","Réseau alarmes protection homme bâtiment","U_CURA004552","Effectuer des plans","AME","AR","U130","10U","4 875,00","3000-01-01",0,1,0,null,null,"BIOMED_ULIS","SECURéseau alarmes protection homme bâtimentU_CURA004552Effectuer des plans10U"]
["SECU","Réseau alarmes protection homme bâtiment","U_CURA004553","Effectuer des plans","AME","AR","U130","10U","4 876,00","3000-01-01",0,1,0,null,null,"BIOMED_ULIS","SECURéseau alarmes protection homme bâtimentU_CURA004553Effectuer des plans10U"]
["PLAPP02","Pompe envoi plasma vers PLAC01","U_CURA000910","Pompe bruyante","MC","AR","U410","11U",null,"3000-01-01",0,1,0,null,null,"BIOMED_ULIS","PLAPP02Pompe envoi plasma vers PLAC01U_CURA000910Pompe bruyante11U"]
["GAMCT21","Réacteur uf gamma","U_MECA000036","Maintenance annuelle Cuves UF GAMMA","MPS","DEF","U441","11U","621 436,00","2025-01-24",3,1,0,365,0,"BIOMED_ULIS","GAMCT21Réacteur uf gammaU_MECA000036Maintenance annuelle Cuves UF GAMMA11U365"]
["BAT0103","Bâtiment 1 laboratoires de contrôle","U_CURA004614","Réparation 2 stores","MC","DEF","S244","13U","4 960,00","3000-01-01",0,1,0,null,null,"BIOMED_ULIS","BAT0103Bâtiment 1 laboratoires de contrôleU_CURA004614Réparation 2 stores13U"]
["BAT11MGP","Bâtiment 11 partie chambres froides","U_CURA004615","Protection coup de poing","AME","DEF","U200BATP","13U","4 959,00","3000-01-01",0,1,0,null,null,"BIOMED_ULIS","BAT11MGPBâtiment 11 partie chambres froidesU_CURA004615Protection coup de poing13U"]
["MGPEQUIP","Equipement spécif. magasin plasma","U_CURA004618","Caddies à redresser","MC","DEF","U406","11U","4 956,00","3000-01-01",0,1,0,null,null,"BIOMED_ULIS","MGPEQUIPEquipement spécif. magasin plasmaU_CURA004618Caddies à redresser11U"]
["FW2","Réseau eau incendie RIA B9 à B13","U_CURA004623","Vérification annuelle","CON","DEF","U130","13U","4 966,00","3000-01-01",0,1,0,null,null,"BIOMED_ULIS","FW2Réseau eau incendie RIA B9 à B13U_CURA004623Vérification annuelle13U"]
["FW1","Réseau eau incendie RIA B1 à B8","U_CURA004624","Vérification annuelle","CON","DEF","U130","13U","4 965,00","3000-01-01",0,1,0,null,null,"BIOMED_ULIS","FW1Réseau eau incendie RIA B1 à B8U_CURA004624Vérification annuelle13U"]
["ELE","Réseau de distribution électrique","U_CURA004632","Remise en état d'un onduleur","MC","DEF","U222ELE","10U","4 976,00","3000-01-01",0,1,0,null,null,"BIOMED_ULIS","ELERéseau de distribution électriqueU_CURA004632Remise en état d'un onduleur10U"]
["EXMETEQUIP","Equipements spécifiques de métrologie","U_CURA004634","Pose connecteurs sur sonde PT100","AME","DEF","U200","11U","4 974,00","3000-01-01",0,1,0,null,null,"BIOMED_ULIS","EXMETEQUIPEquipements spécifiques de métrologieU_CURA004634Pose connecteurs sur sonde PT10011U"]
["EXRF13EVA02","Evapo. n°2 cf n°12 -40°C entrée pièce","U_CURA004635","Prise en glace bac évaporateur","MC","DEF","U222RF","10U","4 973,00","3000-01-01",0,1,0,null,null,"BIOMED_ULIS","EXRF13EVA02Evapo. n°2 cf n°12 -40°C entrée pièceU_CURA004635Prise en glace bac évaporateur10U"]
["BAT08","Bâtiment 8 de production","U_CURA004659","Mise en place d'un porte vêtements","CON","DEF","U200BATP","13U","5 000,00","3000-01-01",0,1,0,null,null,"BIOMED_ULIS","BAT08Bâtiment 8 de productionU_CURA004659Mise en place d'un porte vêtements13U"]
["BAT03","Bâtiment 3","U_CURA004660","Cale porte à refixer","CON","DEF","S244","13U","4 999,00","3000-01-01",0,1,0,null,null,"BIOMED_ULIS","BAT03Bâtiment 3U_CURA004660Cale porte à refixer13U"]
["BAT11MGP","Bâtiment 11 partie chambres froides","U_CURA004679","Pose d'un film sur fenêtre","CON","DEF","U200BATP","13U","5 023,00","3000-01-01",0,1,0,null,null,"BIOMED_ULIS","BAT11MGPBâtiment 11 partie chambres froidesU_CURA004679Pose d'un film sur fenêtre13U"]
["BAT13","LOCAL PLOMBERIE","U_CURA004681","Remplacement éclairage","MC","DEF","U235BATU","13U","5 026,00","3000-01-01",0,1,0,null,null,"BIOMED_ULIS","BAT13LOCAL PLOMBERIEU_CURA004681Remplacement éclairage13U"]
["BAT11MGP","Bâtiment 11 partie chambres froides","U_CURA004682","Remise en place poignées portes","MC","DEF","U200BATP","13U","5 025,00","3000-01-01",0,1,0,null,null,"BIOMED_ULIS","BAT11MGPBâtiment 11 partie chambres froidesU_CURA004682Remise en place poignées portes13U"]
["GW71","Circuit de refroidissement ALBR001","U_CURA004697","Contrôle de la régulation","MPS","AR","U222GW","11U",null,"3000-01-01",0,1,0,null,null,"BIOMED_ULIS","GW71Circuit de refroidissement ALBR001U_CURA004697Contrôle de la régulation11U"]
["ADEPP125_020","Pompe UF à lobe","U_MECA000050","Maintenance pompe WAUKESHA 130U","MPS","DEF","U421DEAE","11U","566 461,00","2024-10-08",3,1,0,730,0,"BIOMED_ULIS","ADEPP125_020Pompe UF à lobeU_MECA000050Maintenance pompe WAUKESHA 130U11U730"]
["EX1PLAC03","Bactofuge","U_CURA004704","Réparation du bol n°2917596","MC","AR","U410","11U",null,"3000-01-01",0,1,0,null,null,"BIOMED_ULIS","EX1PLAC03BactofugeU_CURA004704Réparation du bol n°291759611U"]
["BAT09","Bâtiment 9 restaurant salle de réunion","U_CURA004711","Fuites d'eau","MC","DEF","S244","13U","5 079,00","3000-01-01",0,1,0,null,null,"BIOMED_ULIS","BAT09Bâtiment 9 restaurant salle de réunionU_CURA004711Fuites d'eau13U"]
["BAT03","Bâtiment 3","U_CURA004716","Plaques porte à refixer","MC","DEF","S244","13U","5 073,00","3000-01-01",0,1,0,null,null,"BIOMED_ULIS","BAT03Bâtiment 3U_CURA004716Plaques porte à refixer13U"]
["BAT01","Bâtiment 1 commun","U_CURA004717","Installer points lumineux","CON","DEF","S244","13U","5 072,00","3000-01-01",0,1,0,null,null,"BIOMED_ULIS","BAT01Bâtiment 1 communU_CURA004717Installer points lumineux13U"]
["BAT0101","Bâtiment 1 1étage","U_CURA004718","2 tables roulantes à monter","CON","AR","S244","13U","5 071,00","3000-01-01",0,1,0,null,null,"BIOMED_ULIS","BAT0101Bâtiment 1 1étageU_CURA0047182 tables roulantes à monter13U"]
["EXMETEQUIP","Equipements spécifiques de métrologie","U_CURA004721","Confection tuyau 15m","AME","AR","U200","13U","5 068,00","3000-01-01",0,1,0,null,null,"BIOMED_ULIS","EXMETEQUIPEquipements spécifiques de métrologieU_CURA004721Confection tuyau 15m13U"]
["BAT08","Bâtiment 8 de production","U_CURA004733","Coupure alimentation électrique porte","AME","DEF","U200BATP","11U","5 108,00","3000-01-01",0,1,0,null,null,"BIOMED_ULIS","BAT08Bâtiment 8 de productionU_CURA004733Coupure alimentation électrique porte11U"]
["BAT08","Bâtiment 8 de production","U_CURA004734","Confection et pose de 2 dévidoirs","AME","DEF","U200BATP","13U","5 107,00","3000-01-01",0,1,0,null,null,"BIOMED_ULIS","BAT08Bâtiment 8 de productionU_CURA004734Confection et pose de 2 dévidoirs13U"]
["PLADECONG","Equipements décongélation plasma","U_CURA004737","Confection plateau inox","AME","DEF","U410","11U","5 104,00","3000-01-01",0,1,0,null,null,"BIOMED_ULIS","PLADECONGEquipements décongélation plasmaU_CURA004737Confection plateau inox11U"]
["BAT03","Bâtiment 3","U_CURA004738","Plaque nominative porte bureau","CON","DEF","S244","13U","5 103,00","3000-01-01",0,1,0,null,null,"BIOMED_ULIS","BAT03Bâtiment 3U_CURA004738Plaque nominative porte bureau13U"]
["BAT0102","Bâtiment des laboratoires de recherche","U_CURA004740","Double de clefs","CON","DEF","S244","13U","5 101,00","3000-01-01",0,1,0,null,null,"BIOTECH_ULIS","BAT0102Bâtiment des laboratoires de rechercheU_CURA004740Double de clefs13U"]
["BAT04","Bâtiment 4 Centrale énergie","U_CURA004741","Installation fixations porte conteneurs","MC","AR","S244","13U","5 100,00","3000-01-01",0,1,0,null,null,"BIOMED_ULIS","BAT04Bâtiment 4 Centrale énergieU_CURA004741Installation fixations porte conteneurs13U"]
["BAT04","Bâtiment 4 Centrale énergie","U_CURA004742","Tracé peinture","CON","DEF","S244","13U","5 099,00","3000-01-01",0,1,0,null,null,"BIOMED_ULIS","BAT04Bâtiment 4 Centrale énergieU_CURA004742Tracé peinture13U"]
["FW1","Réseau eau incendie RIA B1 à B8","U_CURA004743","Détordre barre de protection","MC","DEF","U130","13U","5 098,00","3000-01-01",0,1,0,null,null,"BIOMED_ULIS","FW1Réseau eau incendie RIA B1 à B8U_CURA004743Détordre barre de protection13U"]
["GN","Stockage et distribution azote gazeux B8","U_CURA004746","Pose clapet anti retour sur réseau","AME","AR","U236DIV","11U",null,"3000-01-01",0,1,0,null,null,"BIOMED_ULIS","GNStockage et distribution azote gazeux B8U_CURA004746Pose clapet anti retour sur réseau11U"]
["BAT03","Bâtiment 3","U_CURA004750","Plus d'éclairage dans WC femmes","MC","DEF","S244","13U","5 118,00","3000-01-01",0,1,0,null,null,"BIOMED_ULIS","BAT03Bâtiment 3U_CURA004750Plus d'éclairage dans WC femmes13U"]
["BAT0103","Bâtiment 1 laboratoires de contrôle","U_CURA004751","Stores à revoir et pose porte-manteaux","MC","DEF","S244","13U","5 117,00","3000-01-01",0,1,0,null,null,"BIOMED_ULIS","BAT0103Bâtiment 1 laboratoires de contrôleU_CURA004751Stores à revoir et pose porte-manteaux13U"]
["BAT0102","Bâtiment des laboratoires de recherche","U_CURA004752","Pose panneau mural","CON","DEF","S244","13U","5 116,00","3000-01-01",0,1,0,null,null,"BIOTECH_ULIS",{"$f":"_xlfn.TEXTJOIN(\"\",TRUE,A130:D130,H130,N130)","v":"BAT0102Bâtiment des laboratoires de rechercheU_CURA004752Pose panneau mural13U"}]
["EX1PLAC03","Bactofuge","U_CURA004753","Modification poussée d'eau","CON","DEF","U410","11U","5 115,00","3000-01-01",0,1,0,null,null,"BIOMED_ULIS","EX1PLAC03BactofugeU_CURA004753Modification poussée d'eau11U"]
["BAT0102","Bâtiment des laboratoires de recherche","U_CURA004763","Tableau et dévidoir à fixer au mur","CON","DEF","S244","13U","5 136,00","3000-01-01",0,1,0,null,null,"BIOTECH_ULIS","BAT0102Bâtiment des laboratoires de rechercheU_CURA004763Tableau et dévidoir à fixer au mur13U"]
["EPL2CF07","Chambre froide enreg. plasma +5°C","U_CURA004765","Fuite d'eau importante","MC","AR","U406","10U","5 134,00","3000-01-01",0,1,0,null,null,"BIOMED_ULIS","EPL2CF07Chambre froide enreg. plasma +5°CU_CURA004765Fuite d'eau importante10U"]
["BAT0102","Bâtiment des laboratoires de recherche","U_CURA004766","Groom et lampe à changer","MC","DEF","S244","13U","5 133,00","3000-01-01",0,1,0,null,null,"BIOTECH_ULIS","BAT0102Bâtiment des laboratoires de rechercheU_CURA004766Groom et lampe à changer13U"]
["BAT11MGG","Bâtiment 11 partie magasin général","U_CURA004768","Pose de rebord en ciment","MC","DEF","U200BATP","13U","5 131,00","3000-01-01",0,1,0,null,null,"BIOMED_ULIS","BAT11MGGBâtiment 11 partie magasin généralU_CURA004768Pose de rebord en ciment13U"]
["BAT11MGG","Bâtiment 11 partie magasin général","U_CURA004769","Mise en place protection rampe accès","MC","DEF","U200BATP","13U","5 130,00","3000-01-01",0,1,0,null,null,"BIOMED_ULIS","BAT11MGGBâtiment 11 partie magasin généralU_CURA004769Mise en place protection rampe accès13U"]
["SECU","Réseau alarmes protection homme bâtiment","U_CURA004770","Déprogrammation sirène","CON","DEF","U130","10U","5 129,00","3000-01-01",0,1,0,null,null,"BIOMED_ULIS","SECURéseau alarmes protection homme bâtimentU_CURA004770Déprogrammation sirène10U"]
["EXGAMARM04","Armoire électrique centri gamma","U_CURA004795","Canalisation déclarée sale","MC","DEF","U441","11U","5 162,00","3000-01-01",0,1,0,null,null,"BIOMED_ULIS","EXGAMARM04Armoire électrique centri gammaU_CURA004795Canalisation déclarée sale11U"]
["BATCONTROL","Bâtiments des laboratoires de contrôle","U_CURA004806","ENLEVEMENT FONTAINE A EAU","CON","DEF","U881USNC","13U","5 181,00","3000-01-01",0,1,0,null,null,"BIOMED_ULIS","BATCONTROLBâtiments des laboratoires de contrôleU_CURA004806ENLEVEMENT FONTAINE A EAU13U"]
["BAT11MGG","Bâtiment 11 partie magasin général","U_CURA004815","Réparation éclairage 11RC43 et 11RC45","MC","DEF","U200BATP","13U","5 191,00","3000-01-01",0,1,0,null,null,"BIOMED_ULIS","BAT11MGGBâtiment 11 partie magasin généralU_CURA004815Réparation éclairage 11RC43 et 11RC4513U"]
["ELE08N","Distribution bt normal tr8","U_CURA004816","Déplacement chargeur de batterie","MC","DEF","U222ELE","10U","5 192,00","3000-01-01",0,1,0,null,null,"BIOMED_ULIS","ELE08NDistribution bt normal tr8U_CURA004816Déplacement chargeur de batterie10U"]
["BAT0102","Bâtiment des laboratoires de recherche","U_CURA004836","Remise en etat porte 1226","MC","DEF","S244","13U","5 213,00","3000-01-01",0,1,0,null,null,"BIOTECH_ULIS","BAT0102Bâtiment des laboratoires de rechercheU_CURA004836Remise en etat porte 122613U"]
["EPL2EQUIP","Equipements spéc. enregist. plasma","U_CURA004857","Installation armoire anti feu sur socle","AME","DEF","U406","AR","5 235,00","3000-01-01",0,1,0,null,null,"BIOMED_ULIS","EPL2EQUIPEquipements spéc. enregist. plasmaU_CURA004857Installation armoire anti feu sur socleAR"]
["BAT14","Bâtiment 14 poste de garde Acadie","U_CURA004858","Wc bouché","MC","DEF","S244","AR","5 236,00","3000-01-01",0,1,0,null,null,"BIOMED_ULIS","BAT14Bâtiment 14 poste de garde AcadieU_CURA004858Wc bouchéAR"]
["BAT11MGP","Bâtiment 11 partie chambres froides","U_CURA004859","Changement capteur de porte","MC","DEF","U200BATP","13U","5 237,00","3000-01-01",0,1,0,null,null,"BIOMED_ULIS","BAT11MGPBâtiment 11 partie chambres froidesU_CURA004859Changement capteur de porte13U"]
["BAT11MGP","Bâtiment 11 partie chambres froides","U_CURA004860","Fixation de butés de roue","AME","DEF","U200BATP","AR","5 238,00","3000-01-01",0,1,0,null,null,"BIOMED_ULIS","BAT11MGPBâtiment 11 partie chambres froidesU_CURA004860Fixation de butés de roueAR"]
["BAT0102","Bâtiment des laboratoires de recherche","U_CURA004862","Changer support tubes néons","MC","DEF","S244","13U","5 240,00","3000-01-01",0,1,0,null,null,"BIOTECH_ULIS","BAT0102Bâtiment des laboratoires de rechercheU_CURA004862Changer support tubes néons13U"]
["BAT01","Bâtiment 1 commun","U_CURA004863","Pose taquets dans placard","MC","DEF","S244","13U","5 241,00","3000-01-01",0,1,0,null,null,"BIOMED_ULIS","BAT01Bâtiment 1 communU_CURA004863Pose taquets dans placard13U"]
["BAT17","Bâtiment 17 poste de garde Tropique","U_CURA001172","Raccordement B17 sur ELEGE01","AME","DEF","S244","10U","1 418,00","3000-01-01",0,1,0,null,null,"BIOMED_ULIS","BAT17Bâtiment 17 poste de garde TropiqueU_CURA001172Raccordement B17 sur ELEGE0110U"]
["BAT13","LOCAL PLOMBERIE","U_CURA004870","Pose digicode","AME","DEF","U235BATU","13U","5 270,00","3000-01-01",0,1,0,null,null,"BIOMED_ULIS","BAT13LOCAL PLOMBERIEU_CURA004870Pose digicode13U"]
["BAT03","Bâtiment 3","U_CURA004872","Réfection moquette 1er B3","AME","DEF","S244","13U","5 272,00","3000-01-01",0,1,0,null,null,"BIOMED_ULIS","BAT03Bâtiment 3U_CURA004872Réfection moquette 1er B313U"]
["FW2","Réseau eau incendie RIA B9 à B13","U_CURA004873","Déplacemnet tête de détection","MC","DEF","U130","10U","5 273,00","3000-01-01",0,1,0,null,null,"BIOMED_ULIS","FW2Réseau eau incendie RIA B9 à B13U_CURA004873Déplacemnet tête de détection10U"]
["BAT08","Bâtiment 8 de production","U_CURA004877","Pose boite à clefs","CON","DEF","U200BATP","13U","5 278,00","3000-01-01",0,1,0,null,null,"BIOMED_ULIS","BAT08Bâtiment 8 de productionU_CURA004877Pose boite à clefs13U"]
["BAT0102","Bâtiment des laboratoires de recherche","U_CURA004879","Révision système climatisation","MC","DEF","S244","10U","5 282,00","3000-01-01",0,1,0,null,null,"BIOTECH_ULIS","BAT0102Bâtiment des laboratoires de rechercheU_CURA004879Révision système climatisation10U"]
["BAT01","Bâtiment 1 commun","U_CURA004881","Remplacement serrure de porte d'armoire","CON","DEF","S244","13U","5 285,00","3000-01-01",0,1,0,null,null,"BIOMED_ULIS","BAT01Bâtiment 1 communU_CURA004881Remplacement serrure de porte d'armoire13U"]
["BAT03","Bâtiment 3","U_CURA004882","Store bloqué","CON","DEF","S244","13U","5 286,00","3000-01-01",0,1,0,null,null,"BIOMED_ULIS","BAT03Bâtiment 3U_CURA004882Store bloqué13U"]
["BAT02","Bâtiment 2","U_CURA004883","Fenêtre bloquée","CON","DEF","S244","13U","5 287,00","3000-01-01",0,1,0,null,null,"BIOMED_ULIS","BAT02Bâtiment 2U_CURA004883Fenêtre bloquée13U"]
["BAT09","Bâtiment 9 restaurant salle de réunion","U_CURA004885","WC hommes à réparer","MC","DEF","S244","13U","5 311,00","3000-01-01",0,1,0,null,null,"BIOMED_ULIS","BAT09Bâtiment 9 restaurant salle de réunionU_CURA004885WC hommes à réparer13U"]
["MGPCFROIDE","Chambres froides du magasin plasma","U_CURA004886","Remplacement néons","MC","DEF","U200BATP","13U","5 310,00","3000-01-01",0,1,0,null,null,"BIOMED_ULIS","MGPCFROIDEChambres froides du magasin plasmaU_CURA004886Remplacement néons13U"]
["FW2","Réseau eau incendie RIA B9 à B13","U_CURA004889","Vérification périodique extincteurs","CON","DEF","U130","13U","5 307,00","3000-01-01",0,1,0,null,null,"BIOMED_ULIS","FW2Réseau eau incendie RIA B9 à B13U_CURA004889Vérification périodique extincteurs13U"]
["FW1","Réseau eau incendie RIA B1 à B8","U_CURA004890","Vérification périodique extincteurs","CON","DEF","U130","13U","5 306,00","3000-01-01",0,1,0,null,null,"BIOMED_ULIS","FW1Réseau eau incendie RIA B1 à B8U_CURA004890Vérification périodique extincteurs13U"]
["BAT11MGG","Bâtiment 11 partie magasin général","U_CURA004891","Remplacement ampoule","MC","DEF","U200BATP","13U","5 305,00","3000-01-01",0,1,0,null,null,"BIOMED_ULIS","BAT11MGGBâtiment 11 partie magasin généralU_CURA004891Remplacement ampoule13U"]
["MGPCF10","Chambre froide n°10 réception plasma 5°C","U_CURA004892","Fuite d'eau","MC","DEF","U406","10U","5 304,00","3000-01-01",0,1,0,null,null,"BIOMED_ULIS","MGPCF10Chambre froide n°10 réception plasma 5°CU_CURA004892Fuite d'eau10U"]
["BAT03","Bâtiment 3","U_CURA004893","Changement serrures et pose plaques","CON","DEF","S244","13U","5 303,00","3000-01-01",0,1,0,null,null,"BIOMED_ULIS","BAT03Bâtiment 3U_CURA004893Changement serrures et pose plaques13U"]
["BAT0103","Bâtiment 1 laboratoires de contrôle","U_CURA004894","Divers petits travaux","CON","DEF","S244","13U","5 302,00","3000-01-01",0,1,0,null,null,"BIOMED_ULIS","BAT0103Bâtiment 1 laboratoires de contrôleU_CURA004894Divers petits travaux13U"]
["BAT02","Bâtiment 2","U_CURA004895","Pose barre anti-panique","MC","DEF","S244","13U","5 301,00","3000-01-01",0,1,0,null,null,"BIOMED_ULIS","BAT02Bâtiment 2U_CURA004895Pose barre anti-panique13U"]
["FW1","Réseau eau incendie RIA B1 à B8","U_CURA004896","Refixer extincteurs","MC","DEF","U130","13U","5 300,00","3000-01-01",0,1,0,null,null,"BIOMED_ULIS","FW1Réseau eau incendie RIA B1 à B8U_CURA004896Refixer extincteurs13U"]
["BAT01","Bâtiment 1 commun","U_CURA004897","Pose barre anti-panique","MC","DEF","S244","13U","5 299,00","3000-01-01",0,1,0,null,null,"BIOMED_ULIS","BAT01Bâtiment 1 communU_CURA004897Pose barre anti-panique13U"]
["BAT11MGP","Bâtiment 11 partie chambres froides","U_CURA004898","Remise en état porte","MC","DEF","U200BATP","13U","5 298,00","3000-01-01",0,1,0,null,null,"BIOMED_ULIS","BAT11MGPBâtiment 11 partie chambres froidesU_CURA004898Remise en état porte13U"]
["BAT08","Bâtiment 8 de production","U_CURA004900","Vitre à changer","MC","DEF","U200BATP","13U","5 296,00","3000-01-01",0,1,0,null,null,"BIOMED_ULIS","BAT08Bâtiment 8 de productionU_CURA004900Vitre à changer13U"]
["BAT08","Bâtiment 8 de production","U_CURA004903","Double de clefs","CON","DEF","U200BATP","13U","5 293,00","3000-01-01",0,1,0,null,null,"BIOMED_ULIS","BAT08Bâtiment 8 de productionU_CURA004903Double de clefs13U"]
["BAT03","Bâtiment 3","U_CURA004904","Pose cache sur bureau","CON","DEF","S244","13U","5 292,00","3000-01-01",0,1,0,null,null,"BIOMED_ULIS","BAT03Bâtiment 3U_CURA004904Pose cache sur bureau13U"]
["EXUDP2CONG01","Congélateur -80°C n°1 pièce 1157","U_CURA004908","Changement accumulateur","MC","DEF","U851","10U","5 312,00","3000-01-01",0,1,0,null,null,"BIOTECH_ULIS","EXUDP2CONG01Congélateur -80°C n°1 pièce 1157U_CURA004908Changement accumulateur10U"]
["BAT0103","Bâtiment 1 laboratoires de contrôle","U_CURA004935","Réparation stores","MC","DEF","S244","13U","5 339,00","3000-01-01",0,1,0,null,null,"BIOMED_ULIS","BAT0103Bâtiment 1 laboratoires de contrôleU_CURA004935Réparation stores13U"]
["BAT0101","Bâtiment 1 1étage","U_CURA004936","Remise en place plaques plafond","MC","DEF","S244","13U","5 340,00","3000-01-01",0,1,0,null,null,"BIOMED_ULIS","BAT0101Bâtiment 1 1étageU_CURA004936Remise en place plaques plafond13U"]
["BAT0103","Bâtiment 1 laboratoires de contrôle","U_CURA004940","Réparation portes et pose étagère","CON","DEF","S244","13U","5 344,00","3000-01-01",0,1,0,null,null,"BIOMED_ULIS","BAT0103Bâtiment 1 laboratoires de contrôleU_CURA004940Réparation portes et pose étagère13U"]
["GW5CP01","Pompe de circulation n°2 GW5","U_CURA004942","Révision pompe","MPS","AR","U222GW","10U","5 347,00","3000-01-01",0,1,0,null,null,"BIOMED_ULIS","GW5CP01Pompe de circulation n°2 GW5U_CURA004942Révision pompe10U"]
["BAT03","Bâtiment 3","U_CURA004945","Divers petits travaux","CON","DEF","S244","13U","5 350,00","3000-01-01",0,1,0,null,null,"BIOMED_ULIS","BAT03Bâtiment 3U_CURA004945Divers petits travaux13U"]
["FW1","Réseau eau incendie RIA B1 à B8","U_CURA004947","Pose d'un extincteur","MC","DEF","U130","13U","5 352,00","3000-01-01",0,1,0,null,null,"BIOMED_ULIS","FW1Réseau eau incendie RIA B1 à B8U_CURA004947Pose d'un extincteur13U"]
["BAT02","Bâtiment 2","U_CURA004954","Store à réparer","MC","DEF","S244","13U","5 359,00","3000-01-01",0,1,0,null,null,"BIOMED_ULIS","BAT02Bâtiment 2U_CURA004954Store à réparer13U"]
["BAT02","Bâtiment 2","U_CURA004955","Repose goulotte et réparation modulateur","CON","DEF","S244","13U","5 360,00","3000-01-01",0,1,0,null,null,"BIOMED_ULIS","BAT02Bâtiment 2U_CURA004955Repose goulotte et réparation modulateur13U"]
["BAT01","Bâtiment 1 commun","U_CURA004966","Changement du barillet","MC","DEF","S244","13U","5 385,00","3000-01-01",0,1,0,null,null,"BIOMED_ULIS","BAT01Bâtiment 1 communU_CURA004966Changement du barillet13U"]
["BAT02","Bâtiment 2","U_CURA004967","Remplacement fermeture fenêtre","MC","DEF","S244","13U","5 383,00","3000-01-01",0,1,0,null,null,"BIOMED_ULIS","BAT02Bâtiment 2U_CURA004967Remplacement fermeture fenêtre13U"]
["BAT08","Bâtiment 8 de production","U_CURA004968","Remplacement fermeture fenêtre","MC","DEF","U200BATP","13U","5 384,00","3000-01-01",0,1,0,null,null,"BIOMED_ULIS","BAT08Bâtiment 8 de productionU_CURA004968Remplacement fermeture fenêtre13U"]
["EXMGPCF08","Chambre froide n°8 sas -35°C","U_CURA004969","Dégivrage chambre froide","MC","AR","U406","10U","5 382,00","3000-01-01",0,1,0,null,null,"BIOMED_ULIS","EXMGPCF08Chambre froide n°8 sas -35°CU_CURA004969Dégivrage chambre froide10U"]
["BAT03","Bâtiment 3","U_CURA004970","Pose taquets sur tablette","CON","DEF","S244","13U","5 381,00","3000-01-01",0,1,0,null,null,"BIOMED_ULIS","BAT03Bâtiment 3U_CURA004970Pose taquets sur tablette13U"]
["BAT02","Bâtiment 2","U_CURA004971","Réparation fenêtre","MC","DEF","S244","13U","5 380,00","3000-01-01",0,1,0,null,null,"BIOMED_ULIS","BAT02Bâtiment 2U_CURA004971Réparation fenêtre13U"]
["BAT09","Bâtiment 9 restaurant salle de réunion","U_CURA004972","Réparation chasses d'eau","MC","DEF","S244","13U","5 379,00","3000-01-01",0,1,0,null,null,"BIOMED_ULIS","BAT09Bâtiment 9 restaurant salle de réunionU_CURA004972Réparation chasses d'eau13U"]
["BAT11MGP","Bâtiment 11 partie chambres froides","U_CURA004973","Réparation éclairage","MC","DEF","U200BATP","13U","5 378,00","3000-01-01",0,1,0,null,null,"BIOMED_ULIS","BAT11MGPBâtiment 11 partie chambres froidesU_CURA004973Réparation éclairage13U"]
["BAT03","Bâtiment 3","U_CURA004974","Divers petits travaux","CON","DEF","S244","13U","5 377,00","3000-01-01",0,1,0,null,null,"BIOMED_ULIS","BAT03Bâtiment 3U_CURA004974Divers petits travaux13U"]
["BAT11MGP","Bâtiment 11 partie chambres froides","U_CURA004975","Porte plastique à régler","MC","DEF","U200BATP","13U","5 376,00","3000-01-01",0,1,0,null,null,"BIOMED_ULIS","BAT11MGPBâtiment 11 partie chambres froidesU_CURA004975Porte plastique à régler13U"]
["BAT11MGP","Bâtiment 11 partie chambres froides","U_CURA004976","Réparation serrure","MC","DEF","U200BATP","13U","5 375,00","3000-01-01",0,1,0,null,null,"BIOMED_ULIS","BAT11MGPBâtiment 11 partie chambres froidesU_CURA004976Réparation serrure13U"]
["BAT09","Bâtiment 9 restaurant salle de réunion","U_CURA005000","Porte coupe-feu ne fonctionne plus","MC","DEF","S244","13U","5 407,00","3000-01-01",0,1,0,null,null,"BIOMED_ULIS","BAT09Bâtiment 9 restaurant salle de réunionU_CURA005000Porte coupe-feu ne fonctionne plus13U"]
["PLAPP03","Pompe vidange bols centri PLAC01-PLAC02","U_CURA005001","Mise en peinture","MC","AR","U410","13U","5 409,00","3000-01-01",0,1,0,null,null,"BIOMED_ULIS",{"$f":"_xlfn.TEXTJOIN(\"\",TRUE,A194:D194,H194,N194)","v":"PLAPP03Pompe vidange bols centri PLAC01-PLAC02U_CURA005001Mise en peinture13U"}]
["GW5/6CP01","Pompe n°3 secours de distribution GW5/6","U_CURA004942","Révision pompe","MPS","AR","U222GW","10U","5 410,00","3000-01-01",0,1,0,null,null,"BIOMED_ULIS","GW5/6CP01Pompe n°3 secours de distribution GW5/6U_CURA004942Révision pompe10U"]
["BAT11MGP","Bâtiment 11 partie chambres froides","U_CURA005005","Fixation des plinthes","MC","DEF","U200BATP","13U","5 422,00","3000-01-01",0,1,0,null,null,"BIOMED_ULIS","BAT11MGPBâtiment 11 partie chambres froidesU_CURA005005Fixation des plinthes13U"]
["BAT02","Bâtiment 2","U_CURA005006","Serrure bloquée","MC","DEF","S244","13U","5 421,00","3000-01-01",0,1,0,null,null,"BIOMED_ULIS","BAT02Bâtiment 2U_CURA005006Serrure bloquée13U"]
["MGPPT04","Porte manuelle chambre froide n°4","U_CURA005007","Système d'ouverture et fermeture HS","MC","DEF","U406","10U","5 420,00","3000-01-01",0,1,0,null,null,"BIOMED_ULIS","MGPPT04Porte manuelle chambre froide n°4U_CURA005007Système d'ouverture et fermeture HS10U"]
["MGPPT01","Porte manuelle chambre froide n°1","U_CURA005009","Système d'ouverture et de fermeture HS","MC","DEF","U406","10U","5 418,00","3000-01-01",0,1,0,null,null,"BIOMED_ULIS","MGPPT01Porte manuelle chambre froide n°1U_CURA005009Système d'ouverture et de fermeture HS10U"]
["EXMGPCF09","Chambre froide n°9 sas -35°C","U_CURA005010","Dégivrage","MC","AR","U406","10U","5 417,00","3000-01-01",0,1,0,null,null,"BIOMED_ULIS","EXMGPCF09Chambre froide n°9 sas -35°CU_CURA005010Dégivrage10U"]
["BAT11MGP","Bâtiment 11 partie chambres froides","U_CURA005011","Néons à changer","MC","DEF","U200BATP","13U","5 416,00","3000-01-01",0,1,0,null,null,"BIOMED_ULIS","BAT11MGPBâtiment 11 partie chambres froidesU_CURA005011Néons à changer13U"]
["BAT11MGP","Bâtiment 11 partie chambres froides","U_CURA005012","Barres de sécurité à refixer","MC","DEF","U200BATP","13U","5 415,00","3000-01-01",0,1,0,null,null,"BIOMED_ULIS","BAT11MGPBâtiment 11 partie chambres froidesU_CURA005012Barres de sécurité à refixer13U"]
["MGPEQUIP","Equipement spécif. magasin plasma","U_CURA005013","Caddies à réparer","MC","DEF","U406","13U","5 414,00","3000-01-01",0,1,0,null,null,"BIOMED_ULIS","MGPEQUIPEquipement spécif. magasin plasmaU_CURA005013Caddies à réparer13U"]
["BAT02","Bâtiment 2","U_CURA005014","Réparation armoire","MC","DEF","S244","13U","5 413,00","3000-01-01",0,1,0,null,null,"BIOMED_ULIS","BAT02Bâtiment 2U_CURA005014Réparation armoire13U"]
["BAT0101","Bâtiment 1 1étage","U_CURA005015","Montage bureau","CON","DEF","S244","13U","5 412,00","3000-01-01",0,1,0,null,null,"BIOMED_ULIS","BAT0101Bâtiment 1 1étageU_CURA005015Montage bureau13U"]
["EXRF15","Production fluide frigorigène +5°C B4","U_CURA005017","Remise en service","MC","AR","U222RF","10U",null,"3000-01-01",0,1,0,null,null,"BIOMED_ULIS","EXRF15Production fluide frigorigène +5°C B4U_CURA005017Remise en service10U"]
["BAT0103","Bâtiment 1 laboratoires de contrôle","U_CURA005022","Changement serrure","MC","DEF","S244","13U","5 431,00","3000-01-01",0,1,0,null,null,"BIOMED_ULIS","BAT0103Bâtiment 1 laboratoires de contrôleU_CURA005022Changement serrure13U"]
["EXRF13EVA02","Evapo. n°2 cf n°12 -40°C entrée pièce","U_CURA005023","Evaporateur pris en glace","MC","AR","U222RF","10U",null,"3000-01-01",0,1,0,null,null,"BIOMED_ULIS","EXRF13EVA02Evapo. n°2 cf n°12 -40°C entrée pièceU_CURA005023Evaporateur pris en glace10U"]
["BAT08","Bâtiment 8 de production","U_CURA005040","Grille de décompression à installer","AME","DEF","U200BATP","13U","5 456,00","3000-01-01",0,1,0,null,null,"BIOMED_ULIS","BAT08Bâtiment 8 de productionU_CURA005040Grille de décompression à installer13U"]
["BAT04","Bâtiment 4 Centrale énergie","U_CURA005041","Réparation prise de courant","MC","DEF","S244","13U","5 455,00","3000-01-01",0,1,0,null,null,"BIOMED_ULIS","BAT04Bâtiment 4 Centrale énergieU_CURA005041Réparation prise de courant13U"]
["BAT04","Bâtiment 4 Centrale énergie","U_CURA005042","Remise en état protection murale","MC","DEF","S244","13U","5 454,00","3000-01-01",0,1,0,null,null,"BIOMED_ULIS","BAT04Bâtiment 4 Centrale énergieU_CURA005042Remise en état protection murale13U"]
["BAT08","Bâtiment 8 de production","U_CURA005044","Démontage vitre","MC","DEF","U200BATP","13U","5 452,00","3000-01-01",0,1,0,null,null,"BIOMED_ULIS","BAT08Bâtiment 8 de productionU_CURA005044Démontage vitre13U"]
["BAT08","Bâtiment 8 de production","U_CURA005045","Confection tablette inox","AME","AR","U200BATP","13U","5 451,00","3000-01-01",0,1,0,null,null,"BIOMED_ULIS","BAT08Bâtiment 8 de productionU_CURA005045Confection tablette inox13U"]
["MGPEQUIP","Equipement spécif. magasin plasma","U_CURA005046","Roue de chariot à déplacer","MC","DEF","U406","13U","5 450,00","3000-01-01",0,1,0,null,null,"BIOMED_ULIS","MGPEQUIPEquipement spécif. magasin plasmaU_CURA005046Roue de chariot à déplacer13U"]
["GTB","Gestion technique batiments","U_CURA005063","Pose serrure pass technique","AME","DEF","U130","13U","5 479,00","3000-01-01",0,1,0,null,null,"BIOMED_ULIS","GTBGestion technique batimentsU_CURA005063Pose serrure pass technique13U"]
["BATUSINE","Bâtiments communs","U_CURA005064","Elaguage arbres","AME","DEF","U235BATU","13U","5 478,00","3000-01-01",0,1,0,null,null,"BIOMED_ULIS","BATUSINEBâtiments communsU_CURA005064Elaguage arbres13U"]
["BAT04","Bâtiment 4 Centrale énergie","U_CURA005071","Mise en place armoire","AME","DEF","S244","13U","5 484,00","3000-01-01",0,1,0,null,null,"BIOMED_ULIS","BAT04Bâtiment 4 Centrale énergieU_CURA005071Mise en place armoire13U"]
["BAT11PTA01","Porte pvc automatique enroul. expédition","U_CURA005072","Porte hors service","MC","DEF","U168","13U","5 483,00","3000-01-01",0,1,0,null,null,"BIOMED_ULIS","BAT11PTA01Porte pvc automatique enroul. expéditionU_CURA005072Porte hors service13U"]
["EPL2","Enregistrement plasma ligne n°2","U_CURA001601","Travaux d'amélioration","AME","DEF","U406","11U","1 838,00","3000-01-01",0,1,0,null,null,"BIOMED_ULIS","EPL2Enregistrement plasma ligne n°2U_CURA001601Travaux d'amélioration11U"]
["BAT10","Bâtiment 10 Ateliers et bureaux Services Techniques","U_CURA003200","Fuite du lavabo","MC","DEF","U200","13U",null,"3000-01-01",0,1,0,null,null,"BIOMED_ULIS","BAT10Bâtiment 10 Ateliers et bureaux Services TechniquesU_CURA003200Fuite du lavabo13U"]
["MGGEQUIP","Equipements spécif. magasin général","U_CURA001755","Remettre les bavettes (quais 3 et 4)","MPS","AR","U168","AR",null,"3000-01-01",0,1,0,null,null,"BIOMED_ULIS","MGGEQUIPEquipements spécif. magasin généralU_CURA001755Remettre les bavettes (quais 3 et 4)AR"]
["WW","Réseaux eaux usées","U_CURA003089","Modif écoullement rejets N E P","MC","AR","U235BATU","13U",null,"3000-01-01",0,1,0,null,null,"BIOMED_ULIS","WWRéseaux eaux uséesU_CURA003089Modif écoullement rejets N E P13U"]
["BAT01","Bâtiment 1 commun","U_CURA001893","Installation ventouse électromagnétique","AME","DEF","S244","10U",null,"3000-01-01",0,1,0,null,null,"BIOMED_ULIS","BAT01Bâtiment 1 communU_CURA001893Installation ventouse électromagnétique10U"]
["BAT09","Bâtiment 9 restaurant salle de réunion","U_CURA005108","Divers petits travaux","CON","DEF","S244","13U","5 523,00","3000-01-01",0,1,0,null,null,"BIOMED_ULIS","BAT09Bâtiment 9 restaurant salle de réunionU_CURA005108Divers petits travaux13U"]
["UDP3EQUIP","Equipements  unité de dévelop.procédé 3","U_CURA002059","Remise en état enregistreur","MC","DEF","U851","11U",null,"3000-01-01",0,1,0,null,null,"BIOTECH_ULIS","UDP3EQUIPEquipements  unité de dévelop.procédé 3U_CURA002059Remise en état enregistreur11U"]
["GW1/2","Production distri. eau glycolée -19°C","U_CURA002769","Revoir protection tuyaux cuverie alb","MC","DEF","U236WFI","11U","3 012,00","3000-01-01",0,1,0,null,null,"BIOMED_ULIS","GW1/2Production distri. eau glycolée -19°CU_CURA002769Revoir protection tuyaux cuverie alb11U"]
["BAT01","Bâtiment 1 commun","U_CURA002845","Portail à modifier","AME","DEF","S244","13U","3 106,00","3000-01-01",0,1,0,null,null,"BIOMED_ULIS","BAT01Bâtiment 1 communU_CURA002845Portail à modifier13U"]
["BAT0103","Bâtiment 1 laboratoires de contrôle","U_CURA003271","Aménagement labo. bureaux contrôles","AME","DEF","S244","13U","5 283,00","3000-01-01",0,1,0,null,null,"BIOMED_ULIS","BAT0103Bâtiment 1 laboratoires de contrôleU_CURA003271Aménagement labo. bureaux contrôles13U"]
["BAT0103","Bâtiment 1 laboratoires de contrôle","U_CURA003334","Fuite sur un collecteur","MC","DEF","S244","13U",null,"3000-01-01",0,1,0,null,null,"BIOMED_ULIS","BAT0103Bâtiment 1 laboratoires de contrôleU_CURA003334Fuite sur un collecteur13U"]
["RESCONG01","Chambre froide -18° C restaurant","U_CURA005110","Panne congélateur","MC","AR","U235RES","10U","5 521,00","3000-01-01",0,1,0,null,null,"BIOMED_ULIS","RESCONG01Chambre froide -18° C restaurantU_CURA005110Panne congélateur10U"]
["ALBCUVERIE","Equipements atelier réacteurs alb","U_CURA002951","Surcharge graphique à modifier","MC","DEF","U440","11U","3 207,00","3000-01-01",0,1,0,null,null,"BIOMED_ULIS","ALBCUVERIEEquipements atelier réacteurs albU_CURA002951Surcharge graphique à modifier11U"]
["ELE","Réseau de distribution électrique","U_CURA002966","Condamner ventilations","MC","DEF","U222ELE","13U","3 227,00","3000-01-01",0,1,0,null,null,"BIOMED_ULIS","ELERéseau de distribution électriqueU_CURA002966Condamner ventilations13U"]
["BAT08","Bâtiment 8 de production","U_CURA002978","Plaque plexi pour machine a pelé decong.","MC","AR","U200BATP","13U",null,"3000-01-01",0,1,0,null,null,"BIOMED_ULIS","BAT08Bâtiment 8 de productionU_CURA002978Plaque plexi pour machine a pelé decong.13U"]
["MGGEQUIP","Equipements spécif. magasin général","U_CURA003208","Redresser échelle de palettier","MC","DEF","U168","13U","3 471,00","3000-01-01",0,1,0,null,null,"BIOMED_ULIS","MGGEQUIPEquipements spécif. magasin généralU_CURA003208Redresser échelle de palettier13U"]
["BAT01SS31","Atelier broyage plasma","U_CURA002573","CHANGEMENT BOUCHONS FILETES","MC","AR","U200BATP","11U",null,"3000-01-01",0,1,0,null,null,"BIOMED_ULIS","BAT01SS31Atelier broyage plasmaU_CURA002573CHANGEMENT BOUCHONS FILETES11U"]
["BAT08RC62","Atelier cuverie albumine/immunoglobuline","U_CURA002574","Modification prise échantillon lal","AME","AR","U200BATP","11U",null,"3000-01-01",0,1,0,null,null,"BIOMED_ULIS","BAT08RC62Atelier cuverie albumine/immunoglobulineU_CURA002574Modification prise échantillon lal11U"]
["DWCV09","Disconnecteur adoucisseur restaurant","U_EAUX000009","Contrôle et entretien disconnecteur","MPS","DEF","U222DW","11U","648 457,00","2025-07-29",3,1,0,365,0,"BIOMED_ULIS","DWCV09Disconnecteur adoucisseur restaurantU_EAUX000009Contrôle et entretien disconnecteur11U365"]
["BAT08","Bâtiment 8 de production","U_CURA005080","Installation miroir et changt serrues","CON","DEF","U200BATP","13U","5 499,00","3000-01-01",0,1,0,null,null,"BIOMED_ULIS","BAT08Bâtiment 8 de productionU_CURA005080Installation miroir et changt serrues13U"]
["BAT02","Bâtiment 2","U_CURA002994","Réféction des peintures","MC","AR","S244","13U",null,"3000-01-01",0,1,0,null,null,"BIOMED_ULIS","BAT02Bâtiment 2U_CURA002994Réféction des peintures13U"]
["BAT08","Bâtiment 8 de production","U_CURA005113","Divers petits travaux","CON","DEF","U200BATP","13U","5 525,00","3000-01-01",0,1,0,null,null,"BIOMED_ULIS","BAT08Bâtiment 8 de productionU_CURA005113Divers petits travaux13U"]
["BAT0101","Bâtiment 1 1étage","U_CURA005084","Remplacement verrou","MC","DEF","S244","13U","5 495,00","3000-01-01",0,1,0,null,null,"BIOMED_ULIS","BAT0101Bâtiment 1 1étageU_CURA005084Remplacement verrou13U"]
["MGPSOUD01","Soudeuse de poche albumine","U_CURA005167","Vérification et réparation","MC","DEF","U406","11U",null,"3000-01-01",0,1,0,null,null,"BIOMED_ULIS","MGPSOUD01Soudeuse de poche albumineU_CURA005167Vérification et réparation11U"]
["PWSBD30","Sous boucle distribution eau désionisée B1","U_CURA005265","Désinfection boucle","MPS","AR","U236PW","10U","455 337,00","2050-01-01",0,1,0,null,null,"BIOMED_ULIS","PWSBD30Sous boucle distribution eau désionisée B1U_CURA005265Désinfection boucle10U"]
["SDWBD40","Boucle distribution eau désionisée b8","U_CURA005265","Désinfection boucle","MPS","AR","U222SDW","10U","5 691,00","3000-01-01",0,1,0,null,null,"BIOMED_ULIS","SDWBD40Boucle distribution eau désionisée b8U_CURA005265Désinfection boucle10U"]
["BAT02","Bâtiment 2","U_CURA005323","Sanitaire bouché","MC","DEF","S244","13U",null,"3000-01-01",0,1,0,null,null,"BIOMED_ULIS","BAT02Bâtiment 2U_CURA005323Sanitaire bouché13U"]
["EXRF01RHC05","Compresseur n°5 refroidissement GW1/2","U_CURA005460","Mise en conformité rapport Appave","MC","AR","U222RF","10U","5 890,00","3000-01-01",0,1,0,null,null,"BIOMED_ULIS","EXRF01RHC05Compresseur n°5 refroidissement GW1/2U_CURA005460Mise en conformité rapport Appave10U"]
["RF11RHC02","Moto compresseur n°2 circuit n°1 -40°C","U_CURA005405","Démontage pour problèmes mécanique","MC","DEF","U222RF","10U","5 894,00","3000-01-01",0,1,0,null,null,"BIOMED_ULIS","RF11RHC02Moto compresseur n°2 circuit n°1 -40°CU_CURA005405Démontage pour problèmes mécanique10U"]
["ALBR005","Réacteur n°5 fractionnement albumine","U_CURA005468","Remplacement enregistreur","AME","AR","U420","11U","5 902,00","3000-01-01",0,1,0,null,null,"BIOMED_ULIS","ALBR005Réacteur n°5 fractionnement albumineU_CURA005468Remplacement enregistreur11U"]
["ALBR006","Réacteur n°6 fractionnement albumine","U_CURA005468","Remplacement enregistreur","AME","AR","U440","11U","5 903,00","3000-01-01",0,1,0,null,null,"BIOMED_ULIS","ALBR006Réacteur n°6 fractionnement albumineU_CURA005468Remplacement enregistreur11U"]
["BAT17","Bâtiment 17 poste de garde Tropique","U_CURA005788","Centrale ne pompe pas.","MC","AR","S244","AR",null,"3000-01-01",0,1,0,null,null,"BIOMED_ULIS","BAT17Bâtiment 17 poste de garde TropiqueU_CURA005788Centrale ne pompe pas.AR"]
["EXPLACML02","Niveau cuve PLAT000","U_CURA005801","Modif cde vanne vapeur","AME","AR","U410","AR",null,"3000-01-01",0,1,0,null,null,"BIOMED_ULIS","EXPLACML02Niveau cuve PLAT000U_CURA005801Modif cde vanne vapeurAR"]
["BAT17","Bâtiment 17 poste de garde Tropique","U_CURA005875","Passivation","MC","AR","S244","AR",null,"3000-01-01",0,1,0,null,null,"BIOMED_ULIS","BAT17Bâtiment 17 poste de garde TropiqueU_CURA005875PassivationAR"]
["SDWBD40","Boucle distribution eau désionisée b8","U_CURA006012","Pose d'un carter de filtration","MC","AR","U222SDW","30U","6 487,00","3000-01-01",0,1,0,null,null,"BIOMED_ULIS","SDWBD40Boucle distribution eau désionisée b8U_CURA006012Pose d'un carter de filtration30U"]
["EXRF13EVA01","Evapo. n°1 cf n°12 -40°C fond pièce","U_CURA004655","Bac dégivrage pris en glace","MC","AR","U222RF","10U","6 535,00","3000-01-01",0,1,0,null,null,"BIOMED_ULIS","EXRF13EVA01Evapo. n°1 cf n°12 -40°C fond pièceU_CURA004655Bac dégivrage pris en glace10U"]
["NG","Distribution gaz naturel","U_CURA006080","Etiquetage canalisations","CON","DEF","U222NG","13U",null,"2049-03-01",0,1,0,null,null,"BIOMED_ULIS","NGDistribution gaz naturelU_CURA006080Etiquetage canalisations13U"]
["NEP01CP02","Pompe retour atelier plasma","U_CURA006195","Standardisation aspiration refoulement","AME","AR","U236NEP","11U","6 682,00","3000-01-01",0,1,0,null,null,"BIOMED_ULIS","NEP01CP02Pompe retour atelier plasmaU_CURA006195Standardisation aspiration refoulement11U"]
["BAT11MGG","Bâtiment 11 partie magasin général","U_CURA003916","Correction des installations électriques","MC","AR","U200BATP","AR","6 731,00","3000-01-01",0,1,0,null,null,"BIOMED_ULIS","BAT11MGGBâtiment 11 partie magasin généralU_CURA003916Correction des installations électriquesAR"]
["BAT03","Bâtiment 3","U_CURA006258","Divers petits travaux","CON","DEF","S244","13U",null,"3000-01-01",0,1,0,null,null,"BIOMED_ULIS",{"$f":"_xlfn.TEXTJOIN(\"\",TRUE,A258:D258,H258,N258)","v":"BAT03Bâtiment 3U_CURA006258Divers petits travaux13U"}]
["BAT0101","Bâtiment 1 1étage","U_CURA006312","Remise en état pièces suite inondation","MC","DEF","S244","13U",null,"3000-01-01",0,1,0,null,null,"BIOMED_ULIS","BAT0101Bâtiment 1 1étageU_CURA006312Remise en état pièces suite inondation13U"]
["EXGTCSTL3","Station n°3 de trait. des alarmes techni","U_CURA006315","Alarmes eau demie standard","AME","AR","U235GTC","10U",null,"3000-01-01",0,1,0,null,null,"BIOMED_ULIS","EXGTCSTL3Station n°3 de trait. des alarmes techniU_CURA006315Alarmes eau demie standard10U"]
["BAT11MGG","Bâtiment 11 partie magasin général","U_CURA006328","Tuyau écoulement eau cassé","MC","DEF","U200BATP","13U",null,"3000-01-01",0,1,0,null,null,"BIOMED_ULIS","BAT11MGGBâtiment 11 partie magasin généralU_CURA006328Tuyau écoulement eau cassé13U"]
["BAT08","Bâtiment 8 de production","U_CURA006346","Pose de protéction P V C arrét de produc","MC","AR","U200BATP","13U",null,"3000-01-01",0,1,0,null,null,"BIOMED_ULIS","BAT08Bâtiment 8 de productionU_CURA006346Pose de protéction P V C arrét de produc13U"]
["GAMCUVERIE","Equipements cuverie gamma","U_CURA006351","Changement hublots d'éclairage réacteurs","AME","AR","U441","11U",null,"3000-01-01",0,1,0,null,null,"BIOMED_ULIS","GAMCUVERIEEquipements cuverie gammaU_CURA006351Changement hublots d'éclairage réacteurs11U"]
["GAMCT12","Cuve n°2 préparation tampon","U_CURA006379","Préparation et installation","AME","AR","U441","11U","6 882,00","3000-01-01",0,1,0,null,null,"BIOMED_ULIS","GAMCT12Cuve n°2 préparation tamponU_CURA006379Préparation et installation11U"]
["WFIJTV16","Vanne de mise à l'égout sbd101","U_CURA004438","Réparation fuite","MC","AR","U200BATP","11U","6 922,00","3000-01-01",0,1,0,null,null,"BIOMED_ULIS","WFIJTV16Vanne de mise à l'égout sbd101U_CURA004438Réparation fuite11U"]
["EXDWSBD01","Réseau distribution eau de ville PW","U_EAUX000017","Désinfection réseau e.v. alimentation PW AT","MPS","DEF","U222DW","11U","528 840,00","2022-07-30",3,1,0,365,0,"BIOMED_ULIS","EXDWSBD01Réseau distribution eau de ville PWU_EAUX000017Désinfection réseau e.v. alimentation PW AT11U365"]
["GAMCT21","Réacteur uf gamma","U_CURA006605","Fuite hublot","MC","DEF","U441","11U",null,"3000-01-01",0,1,0,null,null,"BIOMED_ULIS","GAMCT21Réacteur uf gammaU_CURA006605Fuite hublot11U"]
["BAT17","Bâtiment 17 poste de garde Tropique","U_CURA006624","CHANGEMENT DE FICHES BANANES","MC","AR","S244","AR",null,"3000-01-01",0,1,0,null,null,"BIOMED_ULIS","BAT17Bâtiment 17 poste de garde TropiqueU_CURA006624CHANGEMENT DE FICHES BANANESAR"]
["BAT08","Bâtiment 8 de production","U_CURA006628","Changement d'une canalisation ext mag av","MC","AR","U200BATP","13U",null,"3000-01-01",0,1,0,null,null,"BIOMED_ULIS","BAT08Bâtiment 8 de productionU_CURA006628Changement d'une canalisation ext mag av13U"]
["BATUSINE","Bâtiments communs","U_CURA006809","Pose cable téléphonique","CON","DEF","U235BATU","13U",null,"3000-01-01",0,1,0,null,null,"BIOMED_ULIS","BATUSINEBâtiments communsU_CURA006809Pose cable téléphonique13U"]
["BAT08","Bâtiment 8 de production","U_CURA006810","Pose cable téléphonique","CON","DEF","U235BATU","13U",null,"3000-01-01",0,1,0,null,null,"BIOMED_ULIS","BAT08Bâtiment 8 de productionU_CURA006810Pose cable téléphonique13U"]
["BAT08","Bâtiment 8 de production","U_CURA006862","Mise en place escalier","AME","AR","U200BATP","30U",null,"3000-01-01",0,1,0,null,null,"BIOMED_ULIS","BAT08Bâtiment 8 de productionU_CURA006862Mise en place escalier30U"]
["BAT04","Bâtiment 4 Centrale énergie","U_CURA006869","Démontage d'un monte charge","AME","AR","U400","30U",null,"3000-01-01",0,1,0,null,null,"BIOMED_ULIS","BAT04Bâtiment 4 Centrale énergieU_CURA006869Démontage d'un monte charge30U"]
["ALBR005","Réacteur n°5 fractionnement albumine","U_MECA000020","Maintenance annuelle réacteur cuverie","MPS","DEF","U440","11U","618 208,00","2024-11-13",3,1,0,365,0,"BIOMED_ULIS","ALBR005Réacteur n°5 fractionnement albumineU_MECA000020Maintenance annuelle réacteur cuverie11U365"]
["ALBR006","Réacteur n°6 fractionnement albumine","U_MECA000020","Maintenance annuelle réacteur cuverie","MPS","DEF","U440","11U","618 209,00","2024-11-13",3,1,0,365,0,"BIOMED_ULIS","ALBR006Réacteur n°6 fractionnement albumineU_MECA000020Maintenance annuelle réacteur cuverie11U365"]
["EX1MGGCEL01","Chariot élévateur élec. n°1 tridirect.","U_CONT000031","Visite réglementaire 26 S chariot filoguidé","MPS","DEF","U168","15U","600 518,00","2024-03-14",3,30,0,26,1,"BIOMED_ULIS","EX1MGGCEL01Chariot élévateur élec. n°1 tridirect.U_CONT000031Visite réglementaire 26 S chariot filoguidé15U26"]
["PLADECONG","Equipements décongélation plasma","U_CURA006983","Roue bloquée sur caddie","MC","DEF","U200BATP","13U",null,"3000-01-01",0,1,0,null,null,"BIOMED_ULIS","PLADECONGEquipements décongélation plasmaU_CURA006983Roue bloquée sur caddie13U"]
["GAMCT22","Réacteur uf gamma","U_MECA000036","Maintenance annuelle Cuves UF GAMMA","MPS","DEF","U441","11U","619 376,00","2025-01-12",3,1,0,365,0,"BIOMED_ULIS","GAMCT22Réacteur uf gammaU_MECA000036Maintenance annuelle Cuves UF GAMMA11U365"]
["GAMCT23","Cuve mobile uf gamma","U_MECA000036","Maintenance annuelle Cuves UF GAMMA","MPS","DEF","U441","11U","621 471,00","2025-01-20",3,1,0,52,1,"BIOMED_ULIS","GAMCT23Cuve mobile uf gammaU_MECA000036Maintenance annuelle Cuves UF GAMMA11U52"]
["GAMR20","Réacteur UF gamma","U_MECA000036","Maintenance annuelle Cuves UF GAMMA","MPS","DEF","U441","11U","619 515,00","2025-01-12",3,1,0,365,0,"BIOMED_ULIS","GAMR20Réacteur UF gammaU_MECA000036Maintenance annuelle Cuves UF GAMMA11U365"]
["EXELEGE01","Groupe électrogène n°1 TR01/TR02","U_ELEC000011","Maint. annuelle méca. diesel","MPS","DEF","U222ELE","10U","540 211,00","2049-10-06",0,1,0,null,null,"BIOMED_ULIS","EXELEGE01Groupe électrogène n°1 TR01/TR02U_ELEC000011Maint. annuelle méca. diesel10U"]
["EXELEGE02","Groupe électrogène n°2 bâtiment 8","U_ELEC000011","Maint. annuelle méca. diesel","MPS","DEF","U222ELE","10U","614 454,00","2024-10-05",3,1,0,365,0,"BIOMED_ULIS","EXELEGE02Groupe électrogène n°2 bâtiment 8U_ELEC000011Maint. annuelle méca. diesel10U365"]
["PWFCS05","Débimètre eau purifiée distillateur n°1","U_CURA007073","Installation initiale","AME","AR","U236PW","10U","7 647,00","3000-01-01",0,1,0,null,null,"BIOMED_ULIS","PWFCS05Débimètre eau purifiée distillateur n°1U_CURA007073Installation initiale10U"]
["PWFCS06","Débimètre eau purifiée distillateur n°2","U_CURA007073","Installation initiale","AME","AR","U236PW","10U","7 648,00","3000-01-01",0,1,0,null,null,"BIOMED_ULIS","PWFCS06Débimètre eau purifiée distillateur n°2U_CURA007073Installation initiale10U"]
["EXELEGE01","Groupe électrogène n°1 TR01/TR02","U_ELEC000015","Essai groupe électrogène","CON","DEF","U222ELE","10U","626 749,00","2048-03-15",3,1,0,30,0,"BIOMED_ULIS","EXELEGE01Groupe électrogène n°1 TR01/TR02U_ELEC000015Essai groupe électrogène10U30"]
["EXELEGE02","Groupe électrogène n°2 bâtiment 8","U_ELEC000015","Essai groupe électrogène","CON","DEF","U222ELE","10U","626 750,00","2039-03-15",3,1,0,30,0,"BIOMED_ULIS","EXELEGE02Groupe électrogène n°2 bâtiment 8U_ELEC000015Essai groupe électrogène10U30"]
["EXELEGE03","Groupe électrogène n°3 bâtiments 9 à 13","U_ELEC000015","Essai groupe électrogène","CON","DEF","U222ELE","10U","626 751,00","2039-03-15",3,1,0,30,0,"BIOMED_ULIS","EXELEGE03Groupe électrogène n°3 bâtiments 9 à 13U_ELEC000015Essai groupe électrogène10U30"]
["PLADECONG","Equipements décongélation plasma","U_CURA007136","Remplacement vannes LKAP","MC","DEF","U410","11U",null,"3000-01-01",0,1,0,null,null,"BIOMED_ULIS","PLADECONGEquipements décongélation plasmaU_CURA007136Remplacement vannes LKAP11U"]
["BAT08RC101","Atelier tableaux pontage NEP gamma","U_CURA007208","Enrouleur à supprimer","MC","DEF","U200BATP","13U",null,"3000-01-01",0,1,0,null,null,"BIOMED_ULIS","BAT08RC101Atelier tableaux pontage NEP gammaU_CURA007208Enrouleur à supprimer13U"]
["WE2CP20","Pompe renvoi surnageant centri gamma","U_CURA007309","Remise en état ppe reprise surnageant","MC","DEF","U236WE","11U",null,"3000-01-01",0,1,0,null,null,"BIOMED_ULIS","WE2CP20Pompe renvoi surnageant centri gammaU_CURA007309Remise en état ppe reprise surnageant11U"]
["BAT08","Bâtiment 8 de production","U_CURA007316","Remplacement porte en bois","MC","DEF","U200BATP","13U",null,"3000-01-01",0,1,0,null,null,"BIOMED_ULIS","BAT08Bâtiment 8 de productionU_CURA007316Remplacement porte en bois13U"]
["EXPWUF01","Skid d'ultrafiltration d'eau déminéralisée","U_EAUX000020","Decolmatage + Désinfection des UF","MPS","DEF","U222PW","11U","521 459,00","2022-07-14",3,1,0,52,1,"BIOMED_ULIS","EXPWUF01Skid d'ultrafiltration d'eau déminéraliséeU_EAUX000020Decolmatage + Désinfection des UF11U52"]
["WE2CP20","Pompe renvoi surnageant centri gamma","U_CURA007398","Remise en état pompe","MC","AR","U236WE","AR","8 418,00","3000-01-01",0,1,0,null,null,"BIOMED_ULIS","WE2CP20Pompe renvoi surnageant centri gammaU_CURA007398Remise en état pompeAR"]
["PWCP101","Pompe alimentation WFIDIST01","U_CURA007464","Remise en service après réparation","MPS","AR","U236PW","11U",null,"3000-01-01",0,1,0,null,null,"BIOMED_ULIS","PWCP101Pompe alimentation WFIDIST01U_CURA007464Remise en service après réparation11U"]
["WW","Réseaux eaux usées","U_BATI000009","Ecurage hydrodynamique réseaux hori. int","MPS","DEF","U235BATU","13U","93 789,00","2049-12-31",0,1,0,null,null,"BIOMED_ULIS","WWRéseaux eaux uséesU_BATI000009Ecurage hydrodynamique réseaux hori. int13U"]
["WW3DEH01","Bac à graisses cuisines","U_BATI000010","Pompage et nettoyage bac à graisses","MPS","DEF","U235WW","13U","610 563,00","2024-12-20",3,1,0,52,1,"BIOMED_ULIS","WW3DEH01Bac à graisses cuisinesU_BATI000010Pompage et nettoyage bac à graisses13U52"]
["RW","Réseaux eau pluviale","U_BATI000008","Ecurage des réseaux intérieurs EU / EP","MPS","DEF","U235BATU","13U","610 566,00","2024-12-15",3,1,0,52,1,"BIOMED_ULIS","RWRéseaux eau pluvialeU_BATI000008Ecurage des réseaux intérieurs EU / EP13U52"]
["WW1FOS01","Fosse OUEST (NEP/PW) relevage eaux usées","U_BATI000011","Maintenance fosse relevage EU","MPS","DEF","U235WW","13U","93 802,00","2049-12-31",0,1,0,null,null,"BIOMED_ULIS","WW1FOS01Fosse OUEST (NEP/PW) relevage eaux uséesU_BATI000011Maintenance fosse relevage EU13U"]
["WW2FOS02","Fosse est relevage eaux usées b1","U_BATI000011","Maintenance fosse relevage EU","MPS","DEF","U235WW","13U","93 791,00","2049-12-31",0,1,0,null,null,"BIOMED_ULIS","WW2FOS02Fosse est relevage eaux usées b1U_BATI000011Maintenance fosse relevage EU13U"]
["WW2FOS03","Fosse est relevage eaux usées b8","U_BATI000011","Maintenance fosse relevage EU","MPS","DEF","U235WW","13U","93 792,00","2049-12-31",0,1,0,null,null,"BIOMED_ULIS","WW2FOS03Fosse est relevage eaux usées b8U_BATI000011Maintenance fosse relevage EU13U"]
["WW3FOS04","Fosse relevage eaux usées b12","U_BATI000011","Maintenance fosse relevage EU","MPS","DEF","U235WW","13U","93 793,00","2049-12-31",0,1,0,null,null,"BIOMED_ULIS","WW3FOS04Fosse relevage eaux usées b12U_BATI000011Maintenance fosse relevage EU13U"]
["WW3FOS05","Fosse relevage eaux usées b13","U_BATI000011","Maintenance fosse relevage EU","MPS","DEF","U235WW","13U","93 794,00","2049-12-31",0,1,0,null,null,"BIOMED_ULIS","WW3FOS05Fosse relevage eaux usées b13U_BATI000011Maintenance fosse relevage EU13U"]
["WW2DEH01","Déshuileur machinerie b1 est","U_BATI000012","Maintenance des fosses EP","MPS","DEF","U235WW","13U","93 795,00","2049-12-31",0,1,0,null,null,"BIOMED_ULIS","WW2DEH01Déshuileur machinerie b1 estU_BATI000012Maintenance des fosses EP13U"]
["RW3DEH03","Déshuileur parking roulage b13","U_BATI000012","Maintenance des fosses EP","MPS","DEF","U235BATU","13U","93 797,00","2049-12-31",0,1,0,null,null,"BIOMED_ULIS","RW3DEH03Déshuileur parking roulage b13U_BATI000012Maintenance des fosses EP13U"]
["BAT08SS34","Sas sortie de secours","U_CURA007509","Pose douche sécurité + rince oeil","MC","DEF","U200BATP","13U",null,"3000-01-01",0,1,0,null,null,"BIOMED_ULIS","BAT08SS34Sas sortie de secoursU_CURA007509Pose douche sécurité + rince oeil13U"]
["BAT08SS04","Laverie FC ZHV","U_CURA007510","Enlever rince oeil","MC","DEF","U200BATP","13U",null,"3000-01-01",0,1,0,null,null,"BIOMED_ULIS","BAT08SS04Laverie FC ZHVU_CURA007510Enlever rince oeil13U"]
["GAMC22","Centrifugeuse n°2 gamma","U_MECA000065","Vidange des 750 heures","MPS","DEF","U441","11U","643 507,00","2024-08-02",3,1,0,13,1,"BIOMED_ULIS","GAMC22Centrifugeuse n°2 gammaU_MECA000065Vidange des 750 heures11U13"]
["GAMC21","Centrifugeuse n°1 gamma","U_MECA000065","Vidange des 750 heures","MPS","DEF","U441","11U","643 506,00","2024-08-02",3,1,0,13,1,"BIOMED_ULIS","GAMC21Centrifugeuse n°1 gammaU_MECA000065Vidange des 750 heures11U13"]
["EXPWDUO01","Déminéralisateur duo n°1","U_EAUX000021","Remplacement des résines anion et cation","MPC","DEF","U222PW","10U","440 250,00","2050-01-01",0,1,0,null,null,"BIOMED_ULIS","EXPWDUO01Déminéralisateur duo n°1U_EAUX000021Remplacement des résines anion et cation10U"]
["EXPWDUO02","Déminéralisateur duo n°2","U_EAUX000021","Remplacement des résines anion et cation","MPC","DEF","U222PW","10U","440 251,00","2050-01-01",0,1,0,null,null,"BIOMED_ULIS","EXPWDUO02Déminéralisateur duo n°2U_EAUX000021Remplacement des résines anion et cation10U"]
["MGGEQUIP","Equipements spécif. magasin général","U_CURA007632","Resouder déversoir inox","MC","DEF","U235BATL","11U",null,"3000-01-01",0,1,0,null,null,"BIOMED_ULIS","MGGEQUIPEquipements spécif. magasin généralU_CURA007632Resouder déversoir inox11U"]
["BAT0103","Bâtiment 1 laboratoires de contrôle","U_CURA007676","Enlèvement carton appareil","CON","DEF","S244","13U",null,"3000-01-01",0,1,0,null,null,"BIOMED_ULIS","BAT0103Bâtiment 1 laboratoires de contrôleU_CURA007676Enlèvement carton appareil13U"]
["RIMEQUIP","Equipements spécif. labo. radio-immuno.","U_CURA007677","Enlèvement matériels obsolètes","CON","DEF","U624UAP","13U",null,"3000-01-01",0,1,0,null,null,"BIOMED_ULIS","RIMEQUIPEquipements spécif. labo. radio-immuno.U_CURA007677Enlèvement matériels obsolètes13U"]
["BAT08","Bâtiment 8 de production","U_CURA007685","Ouverture vestiaire","MC","AR","U200BATP","13U",null,"3000-01-01",0,1,0,null,null,"BIOMED_ULIS","BAT08Bâtiment 8 de productionU_CURA007685Ouverture vestiaire13U"]
["PLAT004","Cuve envoi plasma après prélèvement","U_CURA007720","Mise en service initiale","AME","AR","U410","30U","8 489,00","3000-01-01",0,1,0,null,null,"BIOMED_ULIS","PLAT004Cuve envoi plasma après prélèvementU_CURA007720Mise en service initiale30U"]
["EXPWUF01","Skid d'ultrafiltration d'eau déminéralisée","U_EAUX000022","Maintenance UF","MPC","DEF","U222PW","11U","153 501,00","2019-01-22",3,1,0,130,1,"BIOMED_ULIS","EXPWUF01Skid d'ultrafiltration d'eau déminéraliséeU_EAUX000022Maintenance UF11U130"]
["ALBCUVERIE","Equipements atelier réacteurs alb","U_CURA007846","Automatisation vannes prise échantillon","AME","AR","U440","11U",null,"3000-01-01",0,1,0,null,null,"BIOMED_ULIS","ALBCUVERIEEquipements atelier réacteurs albU_CURA007846Automatisation vannes prise échantillon11U"]
["ALBCUVERIE","Equipements atelier réacteurs alb","U_CURA007847","Modification capteurs temp. R01 à R06","AME","AR","U440","11U",null,"3000-01-01",0,1,0,null,null,"BIOMED_ULIS","ALBCUVERIEEquipements atelier réacteurs albU_CURA007847Modification capteurs temp. R01 à R0611U"]
["WFIJTV16","Vanne de mise à l'égout sbd101","U_CURA007990","Remplacement par vanne saunders","AME","AR","U236WFI","11U",null,"3000-01-01",0,1,0,null,null,"BIOMED_ULIS","WFIJTV16Vanne de mise à l'égout sbd101U_CURA007990Remplacement par vanne saunders11U"]
["BAT09","Bâtiment 9 restaurant salle de réunion","U_CURA008051","Réparation des portes des cuisines","MC","AR","S244","13U",null,"3000-01-01",0,1,0,null,null,"BIOMED_ULIS","BAT09Bâtiment 9 restaurant salle de réunionU_CURA008051Réparation des portes des cuisines13U"]
["EXMGPCF09","Chambre froide n°9 sas -35°C","U_CURA008097","Arrêt chambre froide","CON","DEF","U406","10U",null,"3000-01-01",0,1,0,null,null,"BIOMED_ULIS","EXMGPCF09Chambre froide n°9 sas -35°CU_CURA008097Arrêt chambre froide10U"]
["BAT08","Bâtiment 8 de production","U_CURA008101","TRAVAUX PLOMBERIE","AME","AR","U200BATP","13U",null,"3000-01-01",0,1,0,null,null,"BIOMED_ULIS",{"$f":"_xlfn.TEXTJOIN(\"\",TRUE,A322:D322,H322,N322)","v":"BAT08Bâtiment 8 de productionU_CURA008101TRAVAUX PLOMBERIE13U"}]
["WFIBD02","Boucle distribution eau ppi n°2","U_PROC000002","Maintenance annuelle boucle","MPS","DEF","U236WFI","11U","648 691,00","2025-07-01",3,1,0,52,1,"BIOMED_ULIS","WFIBD02Boucle distribution eau ppi n°2U_PROC000002Maintenance annuelle boucle11U52"]
["MCBAU601","Autoclave de microbiologie","U_CONT000013","Visite réglementaire pression/vapeur","MPS","DEF","U640MCB","15U","600 465,00","2025-10-18",3,30,0,104,1,"BIOMED_ULIS","MCBAU601Autoclave de microbiologieU_CONT000013Visite réglementaire pression/vapeur15U104"]
["SW1SWU01","Adoucisseur duplex réseau b1 à b8","U_EAUX000025","Remplacement des résines d'adoucisseurs","MPC","DEF","U222W","10U","9 379,00","3000-01-01",0,1,0,null,null,"BIOMED_ULIS","SW1SWU01Adoucisseur duplex réseau b1 à b8U_EAUX000025Remplacement des résines d'adoucisseurs10U"]
["PLAPP08","Pompe prélèvement cuve PLAT004","U_CURA008374","Installation initiale","AME","AR","U410","11U","9 397,00","3000-01-01",0,1,0,null,null,"BIOMED_ULIS","PLAPP08Pompe prélèvement cuve PLAT004U_CURA008374Installation initiale11U"]
["SSI","Système de sécurité incendie","U_CONT000018","Contrôle réglementaire détection incendie","MPS","DEF","U130","80U","529 852,00","2022-04-19",3,1,0,26,1,"BIOMED_ULIS","SSISystème de sécurité incendieU_CONT000018Contrôle réglementaire détection incendie80U26"]
["PLACF03","Chambre froide - 8°C 1SS25","U_CURA008399","Fixer rails/guides caddies sur parois","MC","DEF","U410","11U",null,"3000-01-01",0,1,0,null,null,"BIOMED_ULIS","PLACF03Chambre froide - 8°C 1SS25U_CURA008399Fixer rails/guides caddies sur parois11U"]
["BAT0103","Bâtiment 1 laboratoires de contrôle","U_CURA008497","Aménagement local pneumatique 3b1","AME","DEF","U235BATU","13U",null,"3000-01-01",0,1,0,null,null,"BIOMED_ULIS","BAT0103Bâtiment 1 laboratoires de contrôleU_CURA008497Aménagement local pneumatique 3b113U"]
["GAMR008","Réacteur n°08 fractionnement gamma","U_MECA000020","Maintenance annuelle réacteur cuverie","MPS","DEF","U441","11U","633 462,00","2025-03-28",3,1,0,52,1,"BIOMED_ULIS","GAMR008Réacteur n°08 fractionnement gammaU_MECA000020Maintenance annuelle réacteur cuverie11U52"]
["GAMR009","Réacteur n°09 fractionnement gamma","U_MECA000020","Maintenance annuelle réacteur cuverie","MPS","MAINT","U441","11U","633 463,00","2025-03-28",3,1,0,52,1,"BIOMED_ULIS","GAMR009Réacteur n°09 fractionnement gammaU_MECA000020Maintenance annuelle réacteur cuverie11U52"]
["BAT09","Bâtiment 9 restaurant salle de réunion","U_BATI000001","Entretien trimestrielle jardin d'hivers","CON","DEF","S244","13U","72 125,00","3000-01-01",0,1,0,null,null,"BIOMED_ULIS","BAT09Bâtiment 9 restaurant salle de réunionU_BATI000001Entretien trimestrielle jardin d'hivers13U"]
["COMPRODEQUIP","Equipements commun spécif. de production","U_CURA008806","Révision et maintenance de 2 PKB","MPC","DEF","U440","11U",null,"3000-01-01",0,1,0,null,null,"BIOMED_ULIS","COMPRODEQUIPEquipements commun spécif. de productionU_CURA008806Révision et maintenance de 2 PKB11U"]
["GAMSVM03","Mélangeur secondaire clottagen temps 1","U_CURA008821","Installation initiale","AME","AR","U440","11U","9 946,00","3000-01-01",0,1,0,null,null,"BIOMED_ULIS","GAMSVM03Mélangeur secondaire clottagen temps 1U_CURA008821Installation initiale11U"]
["EXPWUF01","Skid d'ultrafiltration d'eau déminéralisée","U_EAUX000026","Désinfection des uf","MPS","DEF","U222PW","11U","544 573,00","2022-04-14",3,1,0,4,1,"BIOMED_ULIS","EXPWUF01Skid d'ultrafiltration d'eau déminéraliséeU_EAUX000026Désinfection des uf11U4"]
["GAMEQUIP","Equipements communs gamma","U_MECA000071","Travaux divers mensuel","CON","DEF","U441","11U","84 100,00","3000-01-01",0,1,0,null,null,"BIOMED_ULIS","GAMEQUIPEquipements communs gammaU_MECA000071Travaux divers mensuel11U"]
["PLAEQUIP","Equipements spécifiques plasma","U_MECA000072","Divers travaux DECONGELATION PLASMA","CON","DEF","U410","11U","639 871,00","2025-01-14",3,1,0,365,0,"BIOMED_ULIS","PLAEQUIPEquipements spécifiques plasmaU_MECA000072Divers travaux DECONGELATION PLASMA11U365"]
["ALBEQUIP","Equipements communs albumine","U_MECA000073","Travaux divers mensuel","CON","DEF","U440","11U","93 393,00","3000-01-01",0,1,0,null,null,"BIOMED_ULIS","ALBEQUIPEquipements communs albumineU_MECA000073Travaux divers mensuel11U"]
["COMPRODEQUIP","Equipements commun spécif. de production","U_MECA000075","Divers travaux mensuels","CON","DEF","U440","11U","80 426,00","3000-01-01",0,1,0,null,null,"BIOMED_ULIS","COMPRODEQUIPEquipements commun spécif. de productionU_MECA000075Divers travaux mensuels11U"]
["EPL2EQUIP","Equipements spéc. enregist. plasma","U_MECA000076","Divers travaux mensuels","CON","DEF","U406","11U","77 006,00","3000-01-01",0,1,0,null,null,"BIOMED_ULIS","EPL2EQUIPEquipements spéc. enregist. plasmaU_MECA000076Divers travaux mensuels11U"]
["BAT0103","Bâtiment 1 laboratoires de contrôle","U_CURA008911","Fuite au niveau du tuyau d'arrivée d'eau","MC","DEF","S244","13U",null,"3000-01-01",0,1,0,null,null,"BIOMED_ULIS","BAT0103Bâtiment 1 laboratoires de contrôleU_CURA008911Fuite au niveau du tuyau d'arrivée d'eau13U"]
["MGPPT05","Porte manuelle chambre froide n°5","U_CURA008951","Remise en place guide porte","MC","DEF","U200BATP","13U",null,"3000-01-01",0,1,0,null,null,"BIOMED_ULIS","MGPPT05Porte manuelle chambre froide n°5U_CURA008951Remise en place guide porte13U"]
["IS","Production et distri. vapeur industriel.","U_CHAU000008","Test de sécurité & relevés de conso mensuels","MPS","DEF","U222IS","10U","651 369,00","2024-10-15",3,1,0,30,0,"BIOMED_ULIS","ISProduction et distri. vapeur industriel.U_CHAU000008Test de sécurité & relevés de conso mensuels10U30"]
["IS","Production et distri. vapeur industriel.","U_CHAU000009","Analyses chimiques vapeur condensats","MPS","DEF","U222IS","10U","652 195,00","2024-10-09",3,1,0,1,1,"BIOMED_ULIS","ISProduction et distri. vapeur industriel.U_CHAU000009Analyses chimiques vapeur condensats10U1"]
["TAC2","Réseaux traitement condensats chaudières","U_CHAU000010","Traitement chimique condensats vapeur","CON","DEF","U222TAC2","10U","160 730,00","3000-01-01",0,1,0,null,null,"BIOMED_ULIS","TAC2Réseaux traitement condensats chaudièresU_CHAU000010Traitement chimique condensats vapeur10U"]
["DW","Réseau de distribution eau de ville","U_EAUX000027","Relevé des compteurs eau de ville","CON","DEF","U222DW","11U","648 519,00","2024-09-01",3,1,0,30,0,"BIOMED_ULIS","DWRéseau de distribution eau de villeU_EAUX000027Relevé des compteurs eau de ville11U30"]
["WW1PRE01","Préleveur n°1 eaux usées fosses ouest","U_EAUX000028","Analyse DCO suivi préleveur","CON","DEF","U235WW","11U","460 279,00","3000-01-01",0,1,0,null,null,"BIOMED_ULIS","WW1PRE01Préleveur n°1 eaux usées fosses ouestU_EAUX000028Analyse DCO suivi préleveur11U"]
["WW3PRE03","Préleveur n°3 eaux usées fosses b13","U_EAUX000028","Analyse DCO suivi préleveur","CON","DEF","U235WW","11U","460 280,00","3000-01-01",0,1,0,null,null,"BIOMED_ULIS","WW3PRE03Préleveur n°3 eaux usées fosses b13U_EAUX000028Analyse DCO suivi préleveur11U"]
["BAT0102","Bâtiment des laboratoires de recherche","U_CURA009095","Déplacement petite armoire","CON","DEF","S244","13U",null,"3000-01-01",0,1,0,null,null,"BIOTECH_ULIS","BAT0102Bâtiment des laboratoires de rechercheU_CURA009095Déplacement petite armoire13U"]
["UDA1EQUIP","Equipements unité dévelop. analytique 1","U_CURA009233","Faux contact électrique","MC","DEF","U855","11U",null,"3000-01-01",0,1,0,null,null,"BIOTECH_ULIS","UDA1EQUIPEquipements unité dévelop. analytique 1U_CURA009233Faux contact électrique11U"]
["WW1FOS01","Fosse OUEST (NEP/PW) relevage eaux usées","U_PROC000023","Maintenance hebdomadaire fosses ouest","MPS","DEF","U235WW","11U","649 136,00","2024-09-06",3,1,0,2,1,"BIOMED_ULIS","WW1FOS01Fosse OUEST (NEP/PW) relevage eaux uséesU_PROC000023Maintenance hebdomadaire fosses ouest11U2"]
["BAT08","Bâtiment 8 de production","U_CURA009258","Poignée de porte cassée","MC","DEF","U441","13U",null,"3000-01-01",0,1,0,null,null,"BIOMED_ULIS","BAT08Bâtiment 8 de productionU_CURA009258Poignée de porte cassée13U"]
["RF12","Production n°2 fluide frigorigène -40°C","U_CURA009507","Niveau bas fréon.","MC","AR","U222RF","10U",null,"3000-01-01",0,1,0,null,null,"BIOMED_ULIS","RF12Production n°2 fluide frigorigène -40°CU_CURA009507Niveau bas fréon.10U"]
["BAT0103","Bâtiment 1 laboratoires de contrôle","U_CURA009609","Pose 5 distributeurs essuie-mains","CON","DEF","S244","13U",null,"3000-01-01",0,1,0,null,null,"BIOMED_ULIS","BAT0103Bâtiment 1 laboratoires de contrôleU_CURA009609Pose 5 distributeurs essuie-mains13U"]
["RW2DEH01","Déshuileur parking coté Tropiques","U_CURA009752","Installation initiale","AME","AR","U235BATU","13U","11 075,00","3000-01-01",0,1,0,null,null,"BIOMED_ULIS","RW2DEH01Déshuileur parking coté TropiquesU_CURA009752Installation initiale13U"]
["PLACF02","Chambre froide de décongélation plasma","U_CURA009751","Réfection résines sol","MC","AR","U410","13U",null,"3000-01-01",0,1,0,null,null,"BIOMED_ULIS","PLACF02Chambre froide de décongélation plasmaU_CURA009751Réfection résines sol13U"]
["BAT03","Bâtiment 3","U_CURA010001","ECLAIRAGE SANITAIRE R D CH B3","CON","AR","S244","13U",null,"3000-01-01",0,1,0,null,null,"BIOMED_ULIS","BAT03Bâtiment 3U_CURA010001ECLAIRAGE SANITAIRE R D CH B313U"]
["RESEQUIP02","Elément cuisine 2 feux et petite plaque","U_CURA010077","Achat et mise en service initiale","AME","AR","U235RES","11U","11 456,00","3000-01-01",0,1,0,null,null,"BIOMED_ULIS","RESEQUIP02Elément cuisine 2 feux et petite plaqueU_CURA010077Achat et mise en service initiale11U"]
["RESEQUIP03","Sauteuse gaz","U_CURA010077","Achat et mise en service initiale","AME","AR","U235RES","11U","11 457,00","3000-01-01",0,1,0,null,null,"BIOMED_ULIS","RESEQUIP03Sauteuse gazU_CURA010077Achat et mise en service initiale11U"]
["RONDE N°01","Equipements flui. énergie visités","U_FROI000007","Ronde","MPS","DEF","U222RF","10U","69 305,00","3000-01-01",0,1,0,null,null,"BIOMED_ULIS","RONDE N°01Equipements flui. énergie visitésU_FROI000007Ronde10U"]
["RF12","Production n°2 fluide frigorigène -40°C","U_CURA010262","Rétrofit circuit","AME","AR","U222RF","10U",null,"3000-01-01",0,1,0,null,null,"BIOMED_ULIS","RF12Production n°2 fluide frigorigène -40°CU_CURA010262Rétrofit circuit10U"]
["RF11RHC02","Moto compresseur n°2 circuit n°1 -40°C","U_CURA010264","Rétrofit d'huile","AME","AR","U222RF","10U","11 663,00","3000-01-01",0,1,0,null,null,"BIOMED_ULIS","RF11RHC02Moto compresseur n°2 circuit n°1 -40°CU_CURA010264Rétrofit d'huile10U"]
["RF11RHC03","Motocompresseur secou. circ. n°1/2 -40°C","U_CURA010264","Rétrofit d'huile","AME","AR","U222RF","10U","11 664,00","3000-01-01",0,1,0,null,null,"BIOMED_ULIS","RF11RHC03Motocompresseur secou. circ. n°1/2 -40°CU_CURA010264Rétrofit d'huile10U"]
["RF12RHC01","Moto compresseur n°1 circuit n°2 -40°C","U_CURA010264","Rétrofit d'huile","AME","AR","U222RF","10U","21 940,00","2049-12-31",0,1,0,null,null,"BIOMED_ULIS","RF12RHC01Moto compresseur n°1 circuit n°2 -40°CU_CURA010264Rétrofit d'huile10U"]
["RF12RHC02","Moto compresseur n°2 circuit n°2 -40°C","U_CURA010264","Rétrofit d'huile","AME","AR","U222RF","10U","11 667,00","3000-01-01",0,1,0,null,null,"BIOMED_ULIS","RF12RHC02Moto compresseur n°2 circuit n°2 -40°CU_CURA010264Rétrofit d'huile10U"]
["RONDE N°02","Equipements eaux, chaufferies visités","U_EAUX000032","Ronde eaux, chaufferies","CON","DEF","U222IS","11U","132 916,00","3000-01-01",0,1,0,null,null,"BIOMED_ULIS","RONDE N°02Equipements eaux, chaufferies visitésU_EAUX000032Ronde eaux, chaufferies11U"]
["BAT08RC76","Local technique UF albumine","U_CURA010353","Dépose de la porte d'entrée","AME","AR","U200BATP","13U","11 763,00","3000-01-01",0,1,0,null,null,"BIOMED_ULIS","BAT08RC76Local technique UF albumineU_CURA010353Dépose de la porte d'entrée13U"]
["BAT11MGG","Bâtiment 11 partie magasin général","U_CURA010357","Plus de courant sur chargeur batteries","MC","AR","U200BATP","10U","11 773,00","3000-01-01",0,1,0,null,null,"BIOMED_ULIS","BAT11MGGBâtiment 11 partie magasin généralU_CURA010357Plus de courant sur chargeur batteries10U"]
["EXALBCMW011","Balance Mettler 60 kg/20 g","U_METR000003","Vérif. PERIODIQUE balance 31/150 Kg max","MPS","DEF","U440","11U","589 522,00","2049-03-14",0,1,0,null,null,"BIOMED_ULIS","EXALBCMW011Balance Mettler 60 kg/20 gU_METR000003Vérif. PERIODIQUE balance 31/150 Kg max11U"]
["EXCHACMW609","Balance Mettler 405g/1mg","U_METR000001","Vérif. PERIODIQUE balance 0/30 Kg max.","MPS","DEF","U624UAP","22U","542 008,00","2049-03-16",3,1,0,52,1,"BIOMED_ULIS","EXCHACMW609Balance Mettler 405g/1mgU_METR000001Vérif. PERIODIQUE balance 0/30 Kg max.22U52"]
["EXCBCMW313","Balance Sartorius 5550g/0,01g","U_METR000001","Vérif. PERIODIQUE balance 0/30 Kg max.","MPS","DEF","U855","70U","502 733,00","3000-01-01",0,1,0,null,null,"BIOTECH_ULIS","EXCBCMW313Balance Sartorius 5550g/0,01gU_METR000001Vérif. PERIODIQUE balance 0/30 Kg max.70U"]
["CBCMW405","Balance Sartorius 31g/0,1mg","U_METR000001","Vérif. PERIODIQUE balance 0/30 Kg max.","MPS","DEF","U855","70U","638 912,00","2025-04-30",3,1,0,365,0,"BIOTECH_ULIS","CBCMW405Balance Sartorius 31g/0,1mgU_METR000001Vérif. PERIODIQUE balance 0/30 Kg max.70U365"]
["CBCMW411","Balance Sartorius 610g/0,01g","U_METR000001","Vérif. PERIODIQUE balance 0/30 Kg max.","MPS","DEF","U855","70U","638 913,00","2025-04-30",3,1,0,365,0,"BIOTECH_ULIS","CBCMW411Balance Sartorius 610g/0,01gU_METR000001Vérif. PERIODIQUE balance 0/30 Kg max.70U365"]
["MFPRCMW506","Balance Mettler 4100g/0,1g","U_METR000001","Vérif. PERIODIQUE balance 0/30 Kg max.","MPS","DEF","U868","70U","638 921,00","2025-04-30",3,1,0,365,0,"BIOTECH_ULIS","MFPRCMW506Balance Mettler 4100g/0,1gU_METR000001Vérif. PERIODIQUE balance 0/30 Kg max.70U365"]
["MFPRCMW613","Balance Mettler 205g/0,1g","U_METR000001","Vérif. PERIODIQUE balance 0/30 Kg max.","MPS","DEF","U868","70U","638 922,00","2025-04-30",3,1,0,365,0,"BIOTECH_ULIS","MFPRCMW613Balance Mettler 205g/0,1gU_METR000001Vérif. PERIODIQUE balance 0/30 Kg max.70U365"]
["MGGCMW210","Balance Mettler 30 kg/1g","U_METR000001","Vérif. PERIODIQUE balance 0/30 Kg max.","MPS","DEF","U168","11U","633 357,00","2025-03-13",3,1,0,52,1,"BIOMED_ULIS","MGGCMW210Balance Mettler 30 kg/1gU_METR000001Vérif. PERIODIQUE balance 0/30 Kg max.11U52"]
["UDP5CMW402","Balance Sartorius 120g/0,1mg","U_METR000001","Vérif. PERIODIQUE balance 0/30 Kg max.","MPS","DEF","U851","70U","638 957,00","2025-04-30",3,1,0,365,0,"BIOTECH_ULIS","UDP5CMW402Balance Sartorius 120g/0,1mgU_METR000001Vérif. PERIODIQUE balance 0/30 Kg max.70U365"]
["UDP5CMW404","Balance Sartorius 5550g/0,01g","U_METR000001","Vérif. PERIODIQUE balance 0/30 Kg max.","MPS","DEF","U851","70U","638 958,00","2025-04-30",3,1,0,365,0,"BIOTECH_ULIS","UDP5CMW404Balance Sartorius 5550g/0,01gU_METR000001Vérif. PERIODIQUE balance 0/30 Kg max.70U365"]
["EXUDA2CMW407","Balance Sartorius 121g/0,1mg","U_METR000001","Vérif. PERIODIQUE balance 0/30 Kg max.","MPS","DEF","U855","70U","502 753,00","3000-01-01",0,1,0,null,null,"BIOTECH_ULIS","EXUDA2CMW407Balance Sartorius 121g/0,1mgU_METR000001Vérif. PERIODIQUE balance 0/30 Kg max.70U"]
["UDA2CMW408","Balance Sartorius 610g/0,01g","U_METR000001","Vérif. PERIODIQUE balance 0/30 Kg max.","MPS","DEF","U855","70U","638 926,00","2025-04-30",3,1,0,365,0,"BIOTECH_ULIS","UDA2CMW408Balance Sartorius 610g/0,01gU_METR000001Vérif. PERIODIQUE balance 0/30 Kg max.70U365"]
["UDP1CMW239","Balance Sartorius 12kg/1g","U_METR000001","Vérif. PERIODIQUE balance 0/30 Kg max.","MPS","DEF","U851","70U","638 935,00","2025-04-30",3,1,0,365,0,"BIOTECH_ULIS","UDP1CMW239Balance Sartorius 12kg/1gU_METR000001Vérif. PERIODIQUE balance 0/30 Kg max.70U365"]
["EXUDP1CMW502","Balance Mettler 2100g/0,1g","U_METR000001","Vérif. PERIODIQUE balance 0/30 Kg max.","MPS","DEF","U851","70U","468 416,00","3000-01-01",0,1,0,null,null,"BIOTECH_ULIS","EXUDP1CMW502Balance Mettler 2100g/0,1gU_METR000001Vérif. PERIODIQUE balance 0/30 Kg max.70U"]
["UDP1CMW603","Balance Sartorius 12000g/0,1g","U_METR000001","Vérif. PERIODIQUE balance 0/30 Kg max.","MPS","DEF","U851","70U","638 936,00","2025-04-30",3,1,0,365,0,"BIOTECH_ULIS","UDP1CMW603Balance Sartorius 12000g/0,1gU_METR000001Vérif. PERIODIQUE balance 0/30 Kg max.70U365"]
["UDP1CMW608","Balance Sartorius 6200g/0,1g","U_METR000001","Vérif. PERIODIQUE balance 0/30 Kg max.","MPS","DEF","U851","70U","638 937,00","2025-04-30",3,1,0,365,0,"BIOTECH_ULIS","UDP1CMW608Balance Sartorius 6200g/0,1gU_METR000001Vérif. PERIODIQUE balance 0/30 Kg max.70U365"]
["UDP2CMW034","Balance Sartorius 3100/0,1&0,2&0,5g","U_METR000001","Vérif. PERIODIQUE balance 0/30 Kg max.","MPS","DEF","U851","70U","638 939,00","2025-04-30",3,1,0,365,0,"BIOTECH_ULIS","UDP2CMW034Balance Sartorius 3100/0,1&0,2&0,5gU_METR000001Vérif. PERIODIQUE balance 0/30 Kg max.70U365"]
["UDP2CMW052","Balance Mettler 16000g/0,1g","U_METR000001","Vérif. PERIODIQUE balance 0/30 Kg max.","MPS","DEF","U851","70U","638 940,00","2025-04-30",3,1,0,365,0,"BIOTECH_ULIS",{"$f":"_xlfn.TEXTJOIN(\"\",TRUE,A386:D386,H386,N386)","v":"UDP2CMW052Balance Mettler 16000g/0,1gU_METR000001Vérif. PERIODIQUE balance 0/30 Kg max.70U365"}]
["UDP2CMW240","Balance Roucaire 610&3100g/0,01&0.1g","U_METR000001","Vérif. PERIODIQUE balance 0/30 Kg max.","MPS","DEF","U851","70U","638 941,00","2025-04-30",3,1,0,365,0,"BIOTECH_ULIS","UDP2CMW240Balance Roucaire 610&3100g/0,01&0.1gU_METR000001Vérif. PERIODIQUE balance 0/30 Kg max.70U365"]
["UDP2CMW305","Balance Mettler 3100g/0,1g","U_METR000001","Vérif. PERIODIQUE balance 0/30 Kg max.","MPS","DEF","U851","70U","638 942,00","2025-04-30",3,1,0,365,0,"BIOTECH_ULIS","UDP2CMW305Balance Mettler 3100g/0,1gU_METR000001Vérif. PERIODIQUE balance 0/30 Kg max.70U365"]
["UDP2CMW306","Balance Précisa Roucaire 610g&3100g/0,01","U_METR000001","Vérif. PERIODIQUE balance 0/30 Kg max.","MPS","DEF","U851","70U","638 943,00","2025-04-30",3,1,0,365,0,"BIOTECH_ULIS","UDP2CMW306Balance Précisa Roucaire 610g&3100g/0,01U_METR000001Vérif. PERIODIQUE balance 0/30 Kg max.70U365"]
["UDP2CMW312","Balance Mettler 4000g/0,1g","U_METR000001","Vérif. PERIODIQUE balance 0/30 Kg max.","MPS","DEF","U851","70U","638 944,00","2025-04-30",3,1,0,365,0,"BIOTECH_ULIS","UDP2CMW312Balance Mettler 4000g/0,1gU_METR000001Vérif. PERIODIQUE balance 0/30 Kg max.70U365"]
["UPILCMW02","Balance Mettler 16000g/1g","U_METR000001","Vérif. PERIODIQUE balance 0/30 Kg max.","MPS","DEF","U851","70U","638 963,00","2025-04-30",3,1,0,365,0,"BIOTECH_ULIS","UPILCMW02Balance Mettler 16000g/1gU_METR000001Vérif. PERIODIQUE balance 0/30 Kg max.70U365"]
["PLACMW06","Balance Mettler 60kg","U_METR000003","Vérif. PERIODIQUE balance 31/150 Kg max","MPS","DEF","U440","11U","633 343,00","2025-03-13",3,1,0,52,1,"BIOMED_ULIS","PLACMW06Balance Mettler 60kgU_METR000003Vérif. PERIODIQUE balance 31/150 Kg max11U52"]
["MGGCMW209","Balance Mettler  60kg/20g","U_METR000003","Vérif. PERIODIQUE balance 31/150 Kg max","MPS","DEF","U168","11U","633 356,00","2025-03-13",3,1,0,52,1,"BIOMED_ULIS","MGGCMW209Balance Mettler  60kg/20gU_METR000003Vérif. PERIODIQUE balance 31/150 Kg max11U52"]
["UPILCMW03","Balance Mettler 120000g/50 g","U_METR000003","Vérif. PERIODIQUE balance 31/150 Kg max","MPS","DEF","U851","70U","638 964,00","2025-04-30",3,1,0,365,0,"BIOTECH_ULIS","UPILCMW03Balance Mettler 120000g/50 gU_METR000003Vérif. PERIODIQUE balance 31/150 Kg max70U365"]
["BAT13","LOCAL PLOMBERIE","U_CURA010362","Controle éclairage sécurité","MPC","AR","U235BATU","10U","11 883,00","3000-01-01",0,1,0,null,null,"BIOMED_ULIS","BAT13LOCAL PLOMBERIEU_CURA010362Controle éclairage sécurité10U"]
["EXRF08CIR1","Circuit n°1 fluide frigo.(HCF) pour GW9","U_CURA010365","Defaut  pression huile.","MC","AR","U222RF","10U","11 887,00","3000-01-01",0,1,0,null,null,"BIOMED_ULIS","EXRF08CIR1Circuit n°1 fluide frigo.(HCF) pour GW9U_CURA010365Defaut  pression huile.10U"]
["NETTOYAGEFILTRES","Nettoyage préfiltres différents caissons","U_CLIM000120","Nettoyage préfiltres climatisation","MPS","DEF","U222","10U","28 710,00","3000-01-01",0,1,0,null,null,"BIOMED_ULIS","NETTOYAGEFILTRESNettoyage préfiltres différents caissonsU_CLIM000120Nettoyage préfiltres climatisation10U"]
["BAT08RC70","Atelier UF albumine","U_CURA010373","Boucher et étanchéifier passage tuyauter","AME","DEF","U200BATP","11U",null,"3000-01-01",0,1,0,null,null,"BIOMED_ULIS","BAT08RC70Atelier UF albumineU_CURA010373Boucher et étanchéifier passage tuyauter11U"]
["WFISBD103","Ss boucle PPI centrale pesée/prépa M.S.","U_PROC000004","Maintenance annuelle s/boucle WFI","MPS","DEF","U236WFI","11U","649 087,00","2025-07-12",3,1,0,52,1,"BIOMED_ULIS","WFISBD103Ss boucle PPI centrale pesée/prépa M.S.U_PROC000004Maintenance annuelle s/boucle WFI11U52"]
["WFISBD106","Ss boucle PPI uf albumine 8RC45/46/70/76","U_PROC000004","Maintenance annuelle s/boucle WFI","MPS","DEF","U236WFI","11U","619 271,00","2024-12-14",3,1,0,52,1,"BIOMED_ULIS","WFISBD106Ss boucle PPI uf albumine 8RC45/46/70/76U_PROC000004Maintenance annuelle s/boucle WFI11U52"]
["WFISBD202","Sous boucle Eau PPI Réacteurs GAMMA","U_PROC000004","Maintenance annuelle s/boucle WFI","MPS","DEF","U236WFI","11U","619 272,00","2024-12-14",3,1,0,52,1,"BIOMED_ULIS","WFISBD202Sous boucle Eau PPI Réacteurs GAMMAU_PROC000004Maintenance annuelle s/boucle WFI11U52"]
["WFISBD203","Sous boucle eau ppi filtre press T IV","U_PROC000004","Maintenance annuelle s/boucle WFI","MPS","DEF","U236WFI","11U","619 290,00","2024-12-18",3,1,0,365,0,"BIOMED_ULIS","WFISBD203Sous boucle eau ppi filtre press T IVU_PROC000004Maintenance annuelle s/boucle WFI11U365"]
["WFISBD204","Sous boucle Eau PPI Ateliers GAMMA","U_PROC000004","Maintenance annuelle s/boucle WFI","MPS","DEF","U236WFI","11U","619 295,00","2024-12-19",3,1,0,365,0,"BIOMED_ULIS","WFISBD204Sous boucle Eau PPI Ateliers GAMMAU_PROC000004Maintenance annuelle s/boucle WFI11U365"]
["BAT02","Bâtiment 2","U_CURA010702","Reproduction clef pièce 2RC211","CON","DEF","S244","13U",null,"3000-01-01",0,1,0,null,null,"BIOMED_ULIS","BAT02Bâtiment 2U_CURA010702Reproduction clef pièce 2RC21113U"]
["BAT09","Bâtiment 9 restaurant salle de réunion","U_CURA010771","Monte charge en panne","MC","DEF","S244","13U",null,"3000-01-01",0,1,0,null,null,"BIOMED_ULIS","BAT09Bâtiment 9 restaurant salle de réunionU_CURA010771Monte charge en panne13U"]
["EXRIMCONG06","Congélateur -80°C","U_CURA010778","Ttt","MPS","AR","U624UAP","AR",null,"3000-01-01",0,1,0,null,null,"BIOMED_ULIS","EXRIMCONG06Congélateur -80°CU_CURA010778TttAR"]
["SW1SWU01","Adoucisseur duplex réseau b1 à b8","U_EAUX000033","Remplissage bac à sel","CON","DEF","U222W","10U","25 102,00","3000-01-01",0,1,0,null,null,"BIOMED_ULIS","SW1SWU01Adoucisseur duplex réseau b1 à b8U_EAUX000033Remplissage bac à sel10U"]
["SW3SWU01","Adoucisseur B12/13","U_EAUX000033","Remplissage bac à sel","CON","DEF","U222W","10U","23 621,00","3000-01-01",0,1,0,null,null,"BIOMED_ULIS","SW3SWU01Adoucisseur B12/13U_EAUX000033Remplissage bac à sel10U"]
["SW4SWU01","Adoucisseur b9","U_EAUX000033","Remplissage bac à sel","CON","DEF","U222W","10U","23 622,00","3000-01-01",0,1,0,null,null,"BIOMED_ULIS","SW4SWU01Adoucisseur b9U_EAUX000033Remplissage bac à sel10U"]
["BAT15","Bâtiment 15 poste de garde compacteur","U_CURA010884","Aménagement 12RC108 et 11","MPS","AR","S244","AR",null,"3000-01-01",0,1,0,null,null,"BIOMED_ULIS","BAT15Bâtiment 15 poste de garde compacteurU_CURA010884Aménagement 12RC108 et 11AR"]
["BAT03ASC05","Ascenseur B3","U_CONT000024","Visite réglementaire ascenseur/monte-charge","MPS","DEF","S244","13U","580 075,00","2024-03-27",3,1,0,52,1,"BIOMED_ULIS","BAT03ASC05Ascenseur B3U_CONT000024Visite réglementaire ascenseur/monte-charge13U52"]
["BAT01ASC02","Ascenseur duplex droit B1","U_CONT000024","Visite réglementaire ascenseur/monte-charge","MPS","DEF","U235BATU","13U","580 072,00","2024-03-27",3,1,0,52,1,"BIOMED_ULIS","BAT01ASC02Ascenseur duplex droit B1U_CONT000024Visite réglementaire ascenseur/monte-charge13U52"]
["BAT01ASC01","Ascenseur duplex gauche B1","U_CONT000024","Visite réglementaire ascenseur/monte-charge","MPS","DEF","U235BATU","13U","632 454,00","2025-03-26",3,1,0,52,1,"BIOMED_ULIS","BAT01ASC01Ascenseur duplex gauche B1U_CONT000024Visite réglementaire ascenseur/monte-charge13U52"]
["BATAXASC10","Ascenseur magasin axe rue","U_CONT000024","Visite réglementaire ascenseur/monte-charge","MPS","DEF","U235BATU","13U","580 082,00","2024-03-27",3,1,0,52,1,"BIOMED_ULIS","BATAXASC10Ascenseur magasin axe rueU_CONT000024Visite réglementaire ascenseur/monte-charge13U52"]
["BAT08ASC06","Ascenseur monte charges aile nord B8","U_CONT000024","Visite réglementaire ascenseur/monte-charge","MPS","DEF","U235BATU","13U","580 076,00","2024-03-27",3,1,0,52,1,"BIOMED_ULIS","BAT08ASC06Ascenseur monte charges aile nord B8U_CONT000024Visite réglementaire ascenseur/monte-charge13U52"]
["BAT08ASC07","Ascenseur monte charges aile sud B8","U_CONT000024","Visite réglementaire ascenseur/monte-charge","MPS","DEF","U235BATU","13U","580 077,00","2024-03-27",3,1,0,52,1,"BIOMED_ULIS","BAT08ASC07Ascenseur monte charges aile sud B8U_CONT000024Visite réglementaire ascenseur/monte-charge13U52"]
["BAT01ASC04","Ascenseur monte charges droit B1","U_CONT000024","Visite réglementaire ascenseur/monte-charge","MPS","DEF","U235BATU","13U","580 074,00","2024-03-27",3,1,0,52,1,"BIOMED_ULIS","BAT01ASC04Ascenseur monte charges droit B1U_CONT000024Visite réglementaire ascenseur/monte-charge13U52"]
["BAT01ASC03","Ascenseur monte charges gauche B1","U_CONT000024","Visite réglementaire ascenseur/monte-charge","MPS","DEF","U235BATU","13U","580 073,00","2024-03-27",3,1,0,52,1,"BIOMED_ULIS","BAT01ASC03Ascenseur monte charges gauche B1U_CONT000024Visite réglementaire ascenseur/monte-charge13U52"]
["BATAXASC09","Ascenseur services techniques axe rue","U_CONT000024","Visite réglementaire ascenseur/monte-charge","MPS","DEF","U235BATU","13U","580 081,00","2024-03-27",3,1,0,52,1,"BIOMED_ULIS","BATAXASC09Ascenseur services techniques axe rueU_CONT000024Visite réglementaire ascenseur/monte-charge13U52"]
["BAT09ASC11","Ascenseur zone prope restaurant","U_CONT000024","Visite réglementaire ascenseur/monte-charge","MPS","DEF","U235BATU","13U","632 461,00","2025-03-26",3,1,0,52,1,"BIOMED_ULIS","BAT09ASC11Ascenseur zone prope restaurantU_CONT000024Visite réglementaire ascenseur/monte-charge13U52"]
["BAT09ASC12","Ascenseur zone sale restaurant","U_CONT000024","Visite réglementaire ascenseur/monte-charge","MPS","DEF","U235BATU","13U","580 079,00","2024-03-27",3,1,0,52,1,"BIOMED_ULIS","BAT09ASC12Ascenseur zone sale restaurantU_CONT000024Visite réglementaire ascenseur/monte-charge13U52"]
["GAMCMF01","Affich. enreg. débit entrée produit C21","U_METR000011","Vérification PERIODIQUE de débit","MPS","DEF","U441","11U","640 001,00","2025-04-10",3,1,0,52,1,"BIOMED_ULIS","GAMCMF01Affich. enreg. débit entrée produit C21U_METR000011Vérification PERIODIQUE de débit11U52"]
["GAMCMF02","Affich. enreg. débit entrée produit C22","U_METR000011","Vérification PERIODIQUE de débit","MPS","DEF","U441","11U","640 002,00","2025-04-10",3,1,0,52,1,"BIOMED_ULIS","GAMCMF02Affich. enreg. débit entrée produit C22U_METR000011Vérification PERIODIQUE de débit11U52"]
["ALBCMT13","Indication température alcool ALBR004","U_METR000012","Vérification PERIODIQUE température","MPS","DEF","U440","11U","616 634,00","2024-10-13",3,1,0,365,0,"BIOMED_ULIS","ALBCMT13Indication température alcool ALBR004U_METR000012Vérification PERIODIQUE température11U365"]
["ALBCMT14","Régulation température produit ALBR004","U_METR000012","Vérification PERIODIQUE température","MPS","DEF","U440","11U","616 635,00","2024-10-13",3,1,0,365,0,"BIOMED_ULIS","ALBCMT14Régulation température produit ALBR004U_METR000012Vérification PERIODIQUE température11U365"]
["ALBCMT16","Indication température alcool ALBR005","U_METR000012","Vérification PERIODIQUE température","MPS","DEF","U440","11U","655 761,00","2025-10-27",3,1,0,52,1,"BIOMED_ULIS","ALBCMT16Indication température alcool ALBR005U_METR000012Vérification PERIODIQUE température11U52"]
["ALBCMT17","Régulation température produit ALBR005","U_METR000012","Vérification PERIODIQUE température","MPS","DEF","U440","11U","655 762,00","2025-10-27",3,1,0,52,1,"BIOMED_ULIS","ALBCMT17Régulation température produit ALBR005U_METR000012Vérification PERIODIQUE température11U52"]
["ALBCMT19","Indication température alcool ALBR006","U_METR000012","Vérification PERIODIQUE température","MPS","DEF","U440","11U","655 711,00","2025-10-23",3,1,0,52,1,"BIOMED_ULIS","ALBCMT19Indication température alcool ALBR006U_METR000012Vérification PERIODIQUE température11U52"]
["ALBCMT20","Régulation température produit ALBR006","U_METR000012","Vérification PERIODIQUE température","MPS","DEF","U440","11U","655 712,00","2025-10-23",3,1,0,52,1,"BIOMED_ULIS","ALBCMT20Régulation température produit ALBR006U_METR000012Vérification PERIODIQUE température11U52"]
["ALBCMW06","Indication de poids ALBR005","U_METR000013","Vérification PERIODIQUE température","MPS","METR","U440","11U","616 739,00","2024-10-28",3,1,0,52,1,"BIOMED_ULIS","ALBCMW06Indication de poids ALBR005U_METR000013Vérification PERIODIQUE température11U52"]
["ALBCMW07","Indication de poids ALBR006","U_METR000013","Vérification PERIODIQUE température","MPS","METR","U440","11U","655 713,00","2025-01-23",3,1,0,13,1,"BIOMED_ULIS","ALBCMW07Indication de poids ALBR006U_METR000013Vérification PERIODIQUE température11U13"]
["ALBCMS05","Régulation vitesse agitateur ALBR005","U_METR000014","Vérification PERIODIQUE mesure vitesse","MPS","DEF","U440","11U","655 760,00","2025-10-27",3,1,0,52,1,"BIOMED_ULIS","ALBCMS05Régulation vitesse agitateur ALBR005U_METR000014Vérification PERIODIQUE mesure vitesse11U52"]
["ALBCMS06","Régulation vitesse agitateur ALBR006","U_METR000014","Vérification PERIODIQUE mesure vitesse","MPS","DEF","U440","11U","655 811,00","2025-10-30",3,1,0,52,1,"BIOMED_ULIS","ALBCMS06Régulation vitesse agitateur ALBR006U_METR000014Vérification PERIODIQUE mesure vitesse11U52"]
["ALBCMT02","Affichage température sortie canal UF","U_METR000012","Vérification PERIODIQUE température","MPS","DEF","U440","11U","648 434,00","2025-07-29",3,1,0,365,0,"BIOMED_ULIS","ALBCMT02Affichage température sortie canal UFU_METR000012Vérification PERIODIQUE température11U365"]
["ALBCMP03","Affichage pression canal UF","U_METR000015","Vérification PERIODIQUE pression","MPS","DEF","U440","11U","648 385,00","2025-07-28",3,1,0,365,0,"BIOMED_ULIS","ALBCMP03Affichage pression canal UFU_METR000015Vérification PERIODIQUE pression11U365"]
["GAMCMT04","Indication température alcool GAMR008","U_METR000012","Vérification PERIODIQUE température","MPS","DEF","U441","11U","639 951,00","2025-04-08",3,1,0,365,0,"BIOMED_ULIS","GAMCMT04Indication température alcool GAMR008U_METR000012Vérification PERIODIQUE température11U365"]
["GAMCMT05","Régulation température produit GAMR008","U_METR000012","Vérification PERIODIQUE température","MPS","DEF","U441","11U","639 952,00","2025-04-08",3,1,0,365,0,"BIOMED_ULIS","GAMCMT05Régulation température produit GAMR008U_METR000012Vérification PERIODIQUE température11U365"]
["GAMCMT07","Indication température alcool GAMR009","U_METR000012","Vérification PERIODIQUE température","MPS","DEF","U441","11U","639 953,00","2025-04-08",3,1,0,365,0,"BIOMED_ULIS","GAMCMT07Indication température alcool GAMR009U_METR000012Vérification PERIODIQUE température11U365"]
["GAMCMT08","Régulation température produit GAMR009","U_METR000012","Vérification PERIODIQUE température","MPS","DEF","U441","11U","639 954,00","2025-04-08",3,1,0,365,0,"BIOMED_ULIS","GAMCMT08Régulation température produit GAMR009U_METR000012Vérification PERIODIQUE température11U365"]
["GAMCMT10","Indication température alcool GAMR010","U_METR000012","Vérification PERIODIQUE température","MPS","DEF","U441","11U","643 620,00","2025-05-18",3,1,0,365,0,"BIOMED_ULIS","GAMCMT10Indication température alcool GAMR010U_METR000012Vérification PERIODIQUE température11U365"]
["GAMCMT11","Régulation température produit GAMR010","U_METR000012","Vérification PERIODIQUE température","MPS","DEF","U441","11U","643 621,00","2025-05-18",3,1,0,365,0,"BIOMED_ULIS","GAMCMT11Régulation température produit GAMR010U_METR000012Vérification PERIODIQUE température11U365"]
["GAMCMW02","Indication de poids GAMR008","U_METR000013","Vérification PERIODIQUE température","PRO","METR","U441","11U","657 960,00","3000-01-01",0,1,0,null,null,"BIOMED_ULIS","GAMCMW02Indication de poids GAMR008U_METR000013Vérification PERIODIQUE température11U"]
["GAMCMW03","Indication de poids GAMR009","U_METR000013","Vérification PERIODIQUE température","MPS","METR","U441","11U","639 956,00","2025-04-08",3,1,0,365,0,"BIOMED_ULIS","GAMCMW03Indication de poids GAMR009U_METR000013Vérification PERIODIQUE température11U365"]
["GAMCMW04","Indication de poids GAMR010","U_METR000013","Vérification PERIODIQUE température","PRO","METR","U441","11U","657 965,00","3000-01-01",0,1,0,null,null,"BIOMED_ULIS","GAMCMW04Indication de poids GAMR010U_METR000013Vérification PERIODIQUE température11U"]
["GAMCMS02","Régulation vitesse agitateur GAMR008","U_METR000014","Vérification PERIODIQUE mesure vitesse","MPS","DEF","U441","11U","639 949,00","2025-04-08",3,1,0,365,0,"BIOMED_ULIS","GAMCMS02Régulation vitesse agitateur GAMR008U_METR000014Vérification PERIODIQUE mesure vitesse11U365"]
["GAMCMS03","Régulation vitesse agitateur GAMR009","U_METR000014","Vérification PERIODIQUE mesure vitesse","MPS","DEF","U441","11U","639 950,00","2025-04-08",3,1,0,365,0,"BIOMED_ULIS","GAMCMS03Régulation vitesse agitateur GAMR009U_METR000014Vérification PERIODIQUE mesure vitesse11U365"]
["GAMCMS04","Régulation vitesse agitateur GAMR010","U_METR000014","Vérification PERIODIQUE mesure vitesse","MPS","DEF","U441","11U","643 619,00","2025-05-18",3,1,0,365,0,"BIOMED_ULIS","GAMCMS04Régulation vitesse agitateur GAMR010U_METR000014Vérification PERIODIQUE mesure vitesse11U365"]
["ISST10","Purgeur ISBD02 (8SS15)","U_CHAU000011","Vérification annuelle des purgeurs","MPS","DEF","U222IS","11U","639 906,00","2025-04-06",3,21,1,365,0,"BIOMED_ULIS","ISST10Purgeur ISBD02 (8SS15)U_CHAU000011Vérification annuelle des purgeurs11U365"]
["ISST30","Purgeur nourrice distribution vap. indus","U_CHAU000011","Vérification annuelle des purgeurs","MPS","DEF","U222IS","11U","639 907,00","2025-04-06",3,21,1,365,0,"BIOMED_ULIS","ISST30Purgeur nourrice distribution vap. indusU_CHAU000011Vérification annuelle des purgeurs11U365"]
["EXBCHCMW610","Balance Mettler 101g/0,1mg","U_METR000001","Vérif. PERIODIQUE balance 0/30 Kg max.","MPS","DEF","U624UAP","22U","542 006,00","2049-03-16",3,1,0,52,1,"BIOMED_ULIS",{"$f":"_xlfn.TEXTJOIN(\"\",TRUE,A450:D450,H450,N450)","v":"EXBCHCMW610Balance Mettler 101g/0,1mgU_METR000001Vérif. PERIODIQUE balance 0/30 Kg max.22U52"}]
["EXPLAKAR01","Nettoyeur H.P. laverie décongélation","U_CURA011427","Maintenance préventive","MPS","AR","U410","11U",null,"3000-01-01",0,1,0,null,null,"BIOMED_ULIS","EXPLAKAR01Nettoyeur H.P. laverie décongélationU_CURA011427Maintenance préventive11U"]
["GAMC21","Centrifugeuse n°1 gamma","U_CONT000026","Vérif. réglementaire machines","MPS","DEF","U441","15U","600 401,00","2024-07-14",3,60,0,52,1,"BIOMED_ULIS","GAMC21Centrifugeuse n°1 gammaU_CONT000026Vérif. réglementaire machines15U52"]
["GAMC22","Centrifugeuse n°2 gamma","U_CONT000026","Vérif. réglementaire machines","MPS","DEF","U441","15U","600 402,00","2024-07-14",3,60,0,52,1,"BIOMED_ULIS","GAMC22Centrifugeuse n°2 gammaU_CONT000026Vérif. réglementaire machines15U52"]
["BAT11MGG","Bâtiment 11 partie magasin général","U_CURA011454","Remise en état grillage portillon B11","MC","DEF","U235BATU","13U",null,"3000-01-01",0,1,0,null,null,"BIOMED_ULIS","BAT11MGGBâtiment 11 partie magasin généralU_CURA011454Remise en état grillage portillon B1113U"]
["WFICMT14","Régulation temp. départ WFISBD103 (GW0)","U_METR000012","Vérification PERIODIQUE température","MPS","DEF","U236WFI","11U","648 700,00","2025-07-02",3,1,0,52,1,"BIOMED_ULIS","WFICMT14Régulation temp. départ WFISBD103 (GW0)U_METR000012Vérification PERIODIQUE température11U52"]
["WFICMT01","Régulation temp. WFISBD101 (GW5)","U_METR000012","Vérification PERIODIQUE température","MPS","DEF","U236WFI","11U","619 144,00","2024-12-06",3,1,0,52,1,"BIOMED_ULIS","WFICMT01Régulation temp. WFISBD101 (GW5)U_METR000012Vérification PERIODIQUE température11U52"]
["WFICMT15","Contrôle température retour WFISBD103","U_METR000012","Vérification PERIODIQUE température","MPS","DEF","U236WFI","11U","648 706,00","2025-07-03",3,1,0,52,1,"BIOMED_ULIS","WFICMT15Contrôle température retour WFISBD103U_METR000012Vérification PERIODIQUE température11U52"]
["WFICMP05","Affichage pression départ  WFISBD103","U_METR000015","Vérification PERIODIQUE pression","MPS","DEF","U236WFI","11U","648 692,00","2025-07-01",3,1,0,52,1,"BIOMED_ULIS","WFICMP05Affichage pression départ  WFISBD103U_METR000015Vérification PERIODIQUE pression11U52"]
["EXGW0CMP04","Indic pression calo GW0 de WFISBD103","U_METR000015","Vérification PERIODIQUE pression","MPS","DEF","U222GW","11U","558 812,00","2024-07-09",3,1,0,104,1,"BIOMED_ULIS","EXGW0CMP04Indic pression calo GW0 de WFISBD103U_METR000015Vérification PERIODIQUE pression11U104"]
["WFICMC05","Affichage conductivité de WFISBD103","U_METR000018","Vérif. PERIODIQUE mesure conductivité circuit","MPS","DEF","U236WFI","11U","648 699,00","2025-07-02",3,1,0,52,1,"BIOMED_ULIS","WFICMC05Affichage conductivité de WFISBD103U_METR000018Vérif. PERIODIQUE mesure conductivité circuit11U52"]
["WFICMT02","Régulation temp. départ WFISBD101 (GW0)","U_METR000012","Vérification PERIODIQUE température","MPS","DEF","U236WFI","11U","619 145,00","2024-12-06",3,1,0,52,1,"BIOMED_ULIS","WFICMT02Régulation temp. départ WFISBD101 (GW0)U_METR000012Vérification PERIODIQUE température11U52"]
["WFICMT03","Affichage température retour WFISBD101","U_METR000012","Vérification PERIODIQUE température","MPS","DEF","U236WFI","11U","619 146,00","2024-12-06",3,1,0,52,1,"BIOMED_ULIS","WFICMT03Affichage température retour WFISBD101U_METR000012Vérification PERIODIQUE température11U52"]
["WFICMT05","Enregistr. temp. départ WFISBD106 (GW0)","U_METR000012","Vérification PERIODIQUE température","MPS","DEF","U236WFI","11U","619 281,00","2024-12-16",3,1,0,52,1,"BIOMED_ULIS","WFICMT05Enregistr. temp. départ WFISBD106 (GW0)U_METR000012Vérification PERIODIQUE température11U52"]
["WFICMT07","Affichage temp. retour WFISBD106","U_METR000012","Vérification PERIODIQUE température","MPS","DEF","U236WFI","11U","619 282,00","2024-12-16",3,1,0,52,1,"BIOMED_ULIS","WFICMT07Affichage temp. retour WFISBD106U_METR000012Vérification PERIODIQUE température11U52"]
["WFICMT11","Régul + alar temp départ WFISBD207 (GW0)","U_METR000012","Vérification PERIODIQUE température","MPS","DEF","U236WFI","11U","619 130,00","2024-12-04",3,1,0,52,1,"BIOMED_ULIS","WFICMT11Régul + alar temp départ WFISBD207 (GW0)U_METR000012Vérification PERIODIQUE température11U52"]
["WFICMT12","Affichage température retour WFISBD207","U_METR000012","Vérification PERIODIQUE température","MPS","DEF","U236WFI","11U","619 283,00","2024-12-16",3,1,0,52,1,"BIOMED_ULIS","WFICMT12Affichage température retour WFISBD207U_METR000012Vérification PERIODIQUE température11U52"]
["WFICMT16","Régul° de Temp. SBD202 en Sortie de HEX52","U_METR000012","Vérification PERIODIQUE température","MPS","DEF","U236WFI","11U","619 265,00","2024-12-14",3,1,0,52,1,"BIOMED_ULIS","WFICMT16Régul° de Temp. SBD202 en Sortie de HEX52U_METR000012Vérification PERIODIQUE température11U52"]
["WFICMT17","Contrôle Temp. Retour SBD202","U_METR000012","Vérification PERIODIQUE température","MPS","DEF","U236WFI","11U","619 266,00","2024-12-14",3,1,0,52,1,"BIOMED_ULIS","WFICMT17Contrôle Temp. Retour SBD202U_METR000012Vérification PERIODIQUE température11U52"]
["WFICMT19","Régul° de Temp. SBD204 en Sortie de HEX56","U_METR000012","Vérification PERIODIQUE température","MPS","DEF","U236WFI","11U","619 267,00","2024-12-14",3,1,0,52,1,"BIOMED_ULIS","WFICMT19Régul° de Temp. SBD204 en Sortie de HEX56U_METR000012Vérification PERIODIQUE température11U52"]
["WFICMC01","Affichage conductivité WFISBD101","U_METR000018","Vérif. PERIODIQUE mesure conductivité circuit","MPS","DEF","U236WFI","11U","619 141,00","2024-12-06",3,1,0,52,1,"BIOMED_ULIS","WFICMC01Affichage conductivité WFISBD101U_METR000018Vérif. PERIODIQUE mesure conductivité circuit11U52"]
["WFICMC02","Affichage conductivité WFISBD106","U_METR000018","Vérif. PERIODIQUE mesure conductivité circuit","MPS","DEF","U236WFI","11U","619 157,00","2024-12-07",3,1,0,52,1,"BIOMED_ULIS","WFICMC02Affichage conductivité WFISBD106U_METR000018Vérif. PERIODIQUE mesure conductivité circuit11U52"]
["WFICMC04","Affichage conductivité WFISBD207","U_METR000018","Vérif. PERIODIQUE mesure conductivité circuit","MPS","DEF","U236WFI","11U","619 127,00","2024-12-04",3,1,0,52,1,"BIOMED_ULIS","WFICMC04Affichage conductivité WFISBD207U_METR000018Vérif. PERIODIQUE mesure conductivité circuit11U52"]
["WFICMC07","Affichage Conductivité de SBD202","U_METR000018","Vérif. PERIODIQUE mesure conductivité circuit","MPS","DEF","U236WFI","11U","619 251,00","2024-12-14",3,1,0,52,1,"BIOMED_ULIS","WFICMC07Affichage Conductivité de SBD202U_METR000018Vérif. PERIODIQUE mesure conductivité circuit11U52"]
["WFICMC09","Affichage Conductivité de SBD204","U_METR000018","Vérif. PERIODIQUE mesure conductivité circuit","MPS","DEF","U236WFI","11U","619 252,00","2024-12-14",3,1,0,52,1,"BIOMED_ULIS","WFICMC09Affichage Conductivité de SBD204U_METR000018Vérif. PERIODIQUE mesure conductivité circuit11U52"]
["WFICMP01","Affichage pression départ  WFISBD101","U_METR000015","Vérification PERIODIQUE pression","MPS","DEF","U236WFI","11U","619 142,00","2024-12-06",3,1,0,52,1,"BIOMED_ULIS","WFICMP01Affichage pression départ  WFISBD101U_METR000015Vérification PERIODIQUE pression11U52"]
["WFICMP02","Affichage pression départ  WFISBD106","U_METR000015","Vérification PERIODIQUE pression","MPS","DEF","U236WFI","11U","619 277,00","2024-12-16",3,1,0,52,1,"BIOMED_ULIS","WFICMP02Affichage pression départ  WFISBD106U_METR000015Vérification PERIODIQUE pression11U52"]
["WFICMP04","Affi. pession départ  WFISBD207","U_METR000015","Vérification PERIODIQUE pression","MPS","DEF","U236WFI","11U","619 278,00","2024-12-16",3,1,0,52,1,"BIOMED_ULIS","WFICMP04Affi. pession départ  WFISBD207U_METR000015Vérification PERIODIQUE pression11U52"]
["WFICMP07","Affichage Pression de Départ SBD202","U_METR000015","Vérification PERIODIQUE pression","MPS","DEF","U236WFI","11U","619 222,00","2024-12-13",3,1,0,52,1,"BIOMED_ULIS","WFICMP07Affichage Pression de Départ SBD202U_METR000015Vérification PERIODIQUE pression11U52"]
["WFICMP09","Affichage Pression Départ SBD204","U_METR000015","Vérification PERIODIQUE pression","MPS","DEF","U236WFI","11U","619 223,00","2024-12-13",3,1,0,52,1,"BIOMED_ULIS","WFICMP09Affichage Pression Départ SBD204U_METR000015Vérification PERIODIQUE pression11U52"]
["GW0CMP01","Indic pression calo GW0 de WFISBD101","U_METR000015","Vérification PERIODIQUE pression","MPS","DEF","U222GW","11U","572 393,00","2024-12-02",3,1,0,104,1,"BIOMED_ULIS","GW0CMP01Indic pression calo GW0 de WFISBD101U_METR000015Vérification PERIODIQUE pression11U104"]
["GW0CMP02","Indic pression calo GW0 de WFISBD106","U_METR000015","Vérification PERIODIQUE pression","MPS","DEF","U222GW","11U","572 524,00","2024-12-16",3,1,0,104,1,"BIOMED_ULIS","GW0CMP02Indic pression calo GW0 de WFISBD106U_METR000015Vérification PERIODIQUE pression11U104"]
["GW0CMP03","Indic pression calo GW0 de WFISBD207","U_METR000015","Vérification PERIODIQUE pression","MPS","DEF","U222GW","11U","619 196,00","2025-12-11",3,1,0,104,1,"BIOMED_ULIS","GW0CMP03Indic pression calo GW0 de WFISBD207U_METR000015Vérification PERIODIQUE pression11U104"]
["GW0CMP05","Indic pression calo GW0 de WFISBD202","U_METR000015","Vérification PERIODIQUE pression","MPS","DEF","U222GW","11U","572 525,00","2024-12-16",3,1,0,104,1,"BIOMED_ULIS","GW0CMP05Indic pression calo GW0 de WFISBD202U_METR000015Vérification PERIODIQUE pression11U104"]
["GW0CMP06","Indic pression calo GW0 de WFISBD204","U_METR000015","Vérification PERIODIQUE pression","MPS","DEF","U222GW","11U","572 377,00","2024-11-28",3,1,0,104,1,"BIOMED_ULIS","GW0CMP06Indic pression calo GW0 de WFISBD204U_METR000015Vérification PERIODIQUE pression11U104"]
["GW5CMP01","Indic pression calo GW5 de WFISBD101","U_METR000015","Vérification PERIODIQUE pression","MPS","DEF","U222GW","11U","572 427,00","2024-12-08",3,1,0,104,1,"BIOMED_ULIS","GW5CMP01Indic pression calo GW5 de WFISBD101U_METR000015Vérification PERIODIQUE pression11U104"]
["GW5CMP02","Indic pression calo GW5 de WFISBD106","U_METR000015","Vérification PERIODIQUE pression","MPS","DEF","U222GW","11U","572 526,00","2024-12-16",3,1,0,104,1,"BIOMED_ULIS","GW5CMP02Indic pression calo GW5 de WFISBD106U_METR000015Vérification PERIODIQUE pression11U104"]
["GW6CMP04","Indic pression calo GW6 de WFISBD207","U_METR000015","Vérification PERIODIQUE pression","MPS","DEF","U222GW","11U","619 197,00","2025-12-11",3,1,0,104,1,"BIOMED_ULIS","GW6CMP04Indic pression calo GW6 de WFISBD207U_METR000015Vérification PERIODIQUE pression11U104"]
["GW6CMP05","Pression départ reseau GW6","U_METR000015","Vérification PERIODIQUE pression","MPS","DEF","U222GW","10U","651 383,00","2025-09-16",3,1,0,52,1,"BIOMED_ULIS","GW6CMP05Pression départ reseau GW6U_METR000015Vérification PERIODIQUE pression10U52"]
["GW6CMP06","Indic pression calo GW6 de  WFISBD202 Magelis","U_METR000015","Vérification PERIODIQUE pression","MPS","DEF","U222GW","11U","572 527,00","2024-12-16",3,1,0,104,1,"BIOMED_ULIS","GW6CMP06Indic pression calo GW6 de  WFISBD202 MagelisU_METR000015Vérification PERIODIQUE pression11U104"]
["GW6CMP08","Indic pression calo GW6 de WFISBD204","U_METR000015","Vérification PERIODIQUE pression","MPS","DEF","U222GW","11U","572 378,00","2024-11-28",3,1,0,104,1,"BIOMED_ULIS","GW6CMP08Indic pression calo GW6 de WFISBD204U_METR000015Vérification PERIODIQUE pression11U104"]
["EXPLANHP01","Nettoyeur haute pression laverie plasma","U_CURA011555","Achat et mise en service initiale","AME","AR","U440","11U","13 794,00","3000-01-01",0,1,0,null,null,"BIOMED_ULIS","EXPLANHP01Nettoyeur haute pression laverie plasmaU_CURA011555Achat et mise en service initiale11U"]
["EXPLATRP02","Transpalette électrique n°2","U_CURA011672","Achat et mise en place initiale","AME","AR","U440LEV","11U","13 975,00","3000-01-01",0,1,0,null,null,"BIOMED_ULIS","EXPLATRP02Transpalette électrique n°2U_CURA011672Achat et mise en place initiale11U"]
["EXCAT01","Réservoir air comprimé supérieur 1","U_CONT000016","Visite réglementaire PRESSION GAZ","MPS","DEF","U222CA","15U","409 663,00","2021-03-09",3,30,0,160,1,"BIOMED_ULIS","EXCAT01Réservoir air comprimé supérieur 1U_CONT000016Visite réglementaire PRESSION GAZ15U160"]
["EXCAT02","Réservoir air comprimé inférieur 2","U_CONT000016","Visite réglementaire PRESSION GAZ","MPS","DEF","U222CA","15U","409 664,00","2021-03-09",3,30,0,160,1,"BIOMED_ULIS","EXCAT02Réservoir air comprimé inférieur 2U_CONT000016Visite réglementaire PRESSION GAZ15U160"]
["UDP1R01","Cuve 60 L thermostatée (lots pilotes)","U_CONT000016","Visite réglementaire PRESSION GAZ","MPS","REGL","U851","15U","600 338,00","2026-04-07",3,30,0,160,1,"BIOTECH_ULIS","UDP1R01Cuve 60 L thermostatée (lots pilotes)U_CONT000016Visite réglementaire PRESSION GAZ15U160"]
["PLAT004","Cuve envoi plasma après prélèvement","U_CONT000013","Visite réglementaire pression/vapeur","MPS","DEF","U410","15U","76 352,00","3000-01-01",0,1,0,null,null,"BIOMED_ULIS","PLAT004Cuve envoi plasma après prélèvementU_CONT000013Visite réglementaire pression/vapeur15U"]
["PLAT003","Cuve envoi plasma après prélèvement","U_CONT000013","Visite réglementaire pression/vapeur","MPS","DEF","U410","15U","76 354,00","3000-01-01",0,1,0,null,null,"BIOMED_ULIS","PLAT003Cuve envoi plasma après prélèvementU_CONT000013Visite réglementaire pression/vapeur15U"]
["PLACMT13","Température produit PLACF02","U_METR000012","Vérification PERIODIQUE température","MPS","DEF","U410","11U","648 872,00","2025-07-29",3,1,0,365,0,"BIOMED_ULIS","PLACMT13Température produit PLACF02U_METR000012Vérification PERIODIQUE température11U365"]
["PWCMT01","Mesure T entrée UF PW (% MF38)","U_METR000012","Vérification PERIODIQUE température","MPS","DEF","U236PW","11U","559 993,00","3000-01-01",0,1,0,null,null,"BIOMED_ULIS","PWCMT01Mesure T entrée UF PW (% MF38)U_METR000012Vérification PERIODIQUE température11U"]
["PWCMT02","Mesure T° départ boucle distrib PW","U_METR000012","Vérification PERIODIQUE température","MPS","DEF","U236PW","11U","648 786,00","2025-07-12",3,1,0,52,1,"BIOMED_ULIS","PWCMT02Mesure T° départ boucle distrib PWU_METR000012Vérification PERIODIQUE température11U52"]
["EXPWCMC01","Mesure conductivité sortie UF","U_METR000018","Vérif. PERIODIQUE mesure conductivité circuit","MPS","DEF","U222PW","11U","521 481,00","2022-07-16",3,1,0,52,1,"BIOMED_ULIS","EXPWCMC01Mesure conductivité sortie UFU_METR000018Vérif. PERIODIQUE mesure conductivité circuit11U52"]
["EXPWCMC04","Mesure conductivité sortie DUO n°1","U_METR000018","Vérif. PERIODIQUE mesure conductivité circuit","MPS","DEF","U222PW","11U","521 482,00","2022-07-16",3,1,0,52,1,"BIOMED_ULIS","EXPWCMC04Mesure conductivité sortie DUO n°1U_METR000018Vérif. PERIODIQUE mesure conductivité circuit11U52"]
["EXPWCMC05","Mesure conductivité sortie DUO n°2","U_METR000018","Vérif. PERIODIQUE mesure conductivité circuit","MPS","DEF","U222PW","11U","521 483,00","2022-07-16",3,1,0,52,1,"BIOMED_ULIS","EXPWCMC05Mesure conductivité sortie DUO n°2U_METR000018Vérif. PERIODIQUE mesure conductivité circuit11U52"]
["WFICMT24","Affichage temp. départ boucle 1","U_METR000012","Vérification PERIODIQUE température","MPS","DEF","U236WFI","11U","648 770,00","2025-07-12",3,1,0,365,0,"BIOMED_ULIS","WFICMT24Affichage temp. départ boucle 1U_METR000012Vérification PERIODIQUE température11U365"]
["WFICMT25","Affich. temp. retour boucle eau ppi n°1","U_METR000012","Vérification PERIODIQUE température","MPS","DEF","U236WFI","11U","648 967,00","2025-07-29",3,1,0,365,0,"BIOMED_ULIS","WFICMT25Affich. temp. retour boucle eau ppi n°1U_METR000012Vérification PERIODIQUE température11U365"]
["WFICMT27","Aff. temp. retour boucle eau ppi n°2","U_METR000012","Vérification PERIODIQUE température","MPS","DEF","U236WFI","11U","648 968,00","2025-07-29",3,1,0,365,0,"BIOMED_ULIS","WFICMT27Aff. temp. retour boucle eau ppi n°2U_METR000012Vérification PERIODIQUE température11U365"]
["WFICMC14","Enreg. + affichage C départ boucle n°1","U_METR000018","Vérif. PERIODIQUE mesure conductivité circuit","MPS","DEF","U236WFI","11U","648 799,00","2025-07-13",3,1,0,52,1,"BIOMED_ULIS","WFICMC14Enreg. + affichage C départ boucle n°1U_METR000018Vérif. PERIODIQUE mesure conductivité circuit11U52"]
["WFICMC15","Aff. Conduc. départ boucle eau ppi n°2","U_METR000018","Vérif. PERIODIQUE mesure conductivité circuit","MPS","DEF","U236WFI","11U","644 060,00","2025-06-13",3,1,0,52,1,"BIOMED_ULIS","WFICMC15Aff. Conduc. départ boucle eau ppi n°2U_METR000018Vérif. PERIODIQUE mesure conductivité circuit11U52"]
["EXELETGBT11","TGBT magasin général","U_CURA011845","Maintenance Cellules HT","MPS","AR","U222ELE","10U",null,"3000-01-01",0,1,0,null,null,"BIOMED_ULIS","EXELETGBT11TGBT magasin généralU_CURA011845Maintenance Cellules HT10U"]
["PWCMT04","Mesure T° départ sous boucle R&D","U_METR000012","Vérification PERIODIQUE température","MPS","DEF","U236PW","11U","648 787,00","2025-07-12",3,1,0,52,1,"BIOMED_ULIS","PWCMT04Mesure T° départ sous boucle R&DU_METR000012Vérification PERIODIQUE température11U52"]
["ELETGBT12","TGBT animalerie","U_CURA011978","Maintenance Cellules HT","MPC","AR","U222ELE","10U",null,"3000-01-01",0,1,0,null,null,"BIOMED_ULIS","ELETGBT12TGBT animalerieU_CURA011978Maintenance Cellules HT10U"]
["ELETGBT09","TGBT restaurant","U_CURA011979","Maintenance Cellules HT","MPC","AR","U222ELE","10U",null,"3000-01-01",0,1,0,null,null,"BIOMED_ULIS","ELETGBT09TGBT restaurantU_CURA011979Maintenance Cellules HT10U"]
["WFIBD01","Boucle n°1 distribution d'eau ppi","U_PROC000025","Sanitation boucle principale eau PPI","MPC","DEF","U236WFI","11U","613 668,00","3000-01-01",0,1,0,null,null,"BIOMED_ULIS","WFIBD01Boucle n°1 distribution d'eau ppiU_PROC000025Sanitation boucle principale eau PPI11U"]
["WFIBD02","Boucle distribution eau ppi n°2","U_PROC000025","Sanitation boucle principale eau PPI","MPC","DEF","U236WFI","11U",null,"2020-12-27",0,1,0,null,null,"BIOMED_ULIS",{"$f":"_xlfn.TEXTJOIN(\"\",TRUE,A514:D514,H514,N514)","v":"WFIBD02Boucle distribution eau ppi n°2U_PROC000025Sanitation boucle principale eau PPI11U"}]
["PLACMF01","Régulation débit entrée centri PLAC01","U_METR000011","Vérification PERIODIQUE de débit","MPS","DEF","U410","11U","648 805,00","2025-07-16",2,1,0,52,1,"BIOMED_ULIS","PLACMF01Régulation débit entrée centri PLAC01U_METR000011Vérification PERIODIQUE de débit11U52"]
["PLACMF02","Régulation débit entrée centri PLAC02","U_METR000011","Vérification PERIODIQUE de débit","MPS","DEF","U410","11U","648 792,00","2025-07-13",3,1,0,52,1,"BIOMED_ULIS","PLACMF02Régulation débit entrée centri PLAC02U_METR000011Vérification PERIODIQUE de débit11U52"]
["PLACMT35","Régulation température PLAT003 (GW77)","U_METR000012","Vérification PERIODIQUE température","MPS","DEF","U410","11U","571 490,00","2024-11-04",3,1,0,104,1,"BIOMED_ULIS","PLACMT35Régulation température PLAT003 (GW77)U_METR000012Vérification PERIODIQUE température11U104"]
["PLACMT36","Régulation température PLAT004 (GW77)","U_METR000012","Vérification PERIODIQUE température","MPS","DEF","U410","11U","571 491,00","2024-11-04",3,1,0,104,1,"BIOMED_ULIS","PLACMT36Régulation température PLAT004 (GW77)U_METR000012Vérification PERIODIQUE température11U104"]
["PLACMT24","Affichage temp prod sortie PLAC01","U_METR000012","Vérification PERIODIQUE température","MPS","DEF","U410","11U","648 747,00","2025-07-10",3,1,0,52,1,"BIOMED_ULIS","PLACMT24Affichage temp prod sortie PLAC01U_METR000012Vérification PERIODIQUE température11U52"]
["PLACMT25","Affigage Temp prod sortie PLAC02","U_METR000012","Vérification PERIODIQUE température","MPS","DEF","U410","11U","648 748,00","2025-07-10",3,1,0,52,1,"BIOMED_ULIS","PLACMT25Affigage Temp prod sortie PLAC02U_METR000012Vérification PERIODIQUE température11U52"]
["DECMT01","Régulation calo éthanol de PLAC01","U_METR000012","Vérification PERIODIQUE température","MPS","DEF","U222GW","11U","643 656,00","2025-05-23",3,1,0,52,1,"BIOMED_ULIS","DECMT01Régulation calo éthanol de PLAC01U_METR000012Vérification PERIODIQUE température11U52"]
["DECMT02","Régulation calo éthanol de PLAC02","U_METR000012","Vérification PERIODIQUE température","MPS","DEF","U222GW","11U","643 657,00","2026-05-22",3,1,0,104,1,"BIOMED_ULIS","DECMT02Régulation calo éthanol de PLAC02U_METR000012Vérification PERIODIQUE température11U104"]
["PLACMP02","Régulation pression sortie centri PLAC01","U_METR000015","Vérification PERIODIQUE pression","MPS","DEF","U410","11U","643 634,00","2025-05-20",3,1,0,52,1,"BIOMED_ULIS","PLACMP02Régulation pression sortie centri PLAC01U_METR000015Vérification PERIODIQUE pression11U52"]
["PLACMP03","Régulation pression sortie centri PLAC02","U_METR000015","Vérification PERIODIQUE pression","MPS","DEF","U410","11U","598 290,00","2024-05-21",3,1,0,52,1,"BIOMED_ULIS","PLACMP03Régulation pression sortie centri PLAC02U_METR000015Vérification PERIODIQUE pression11U52"]
["PLACMT37","Affichage T° produit PLAT001","U_METR000012","Vérification PERIODIQUE température","MPS","DEF","U410","11U","644 163,00","2024-12-27",3,1,0,26,1,"BIOMED_ULIS","PLACMT37Affichage T° produit PLAT001U_METR000012Vérification PERIODIQUE température11U26"]
["PLACMP04","Affichage pression amont PLASKID01","U_METR000015","Vérification PERIODIQUE pression","MPS","DEF","U410","11U","648 745,00","2025-07-10",3,1,0,52,1,"BIOMED_ULIS","PLACMP04Affichage pression amont PLASKID01U_METR000015Vérification PERIODIQUE pression11U52"]
["PLACMP05","Affichage pression aval PLASKID01","U_METR000015","Vérification PERIODIQUE pression","MPS","DEF","U410","11U","648 746,00","2025-07-10",3,1,0,52,1,"BIOMED_ULIS","PLACMP05Affichage pression aval PLASKID01U_METR000015Vérification PERIODIQUE pression11U52"]
["MGPPT04","Porte manuelle chambre froide n°4","U_CURA012000","Réparation portes chambre froide","MC","AR","U406","10U","14 658,00","3000-01-01",0,1,0,null,null,"BIOMED_ULIS","MGPPT04Porte manuelle chambre froide n°4U_CURA012000Réparation portes chambre froide10U"]
["MGPPT06","Porte manuelle chambre froide n°6","U_CURA012000","Réparation portes chambre froide","MC","AR","U406","13U","14 659,00","3000-01-01",0,1,0,null,null,"BIOMED_ULIS","MGPPT06Porte manuelle chambre froide n°6U_CURA012000Réparation portes chambre froide13U"]
["SSI","Système de sécurité incendie","U_CONT000027","Vérification annuel. trappes désenfumage","MPS","DEF","U130","12U","30 931,00","3000-01-01",0,1,0,null,null,"BIOMED_ULIS","SSISystème de sécurité incendieU_CONT000027Vérification annuel. trappes désenfumage12U"]
["FW","Réseaux incendies","U_CONT000028","Vérif. annelle poteaux incendie","MPS","DEF","U130","12U","30 932,00","2049-12-31",0,1,0,null,null,"BIOMED_ULIS","FWRéseaux incendiesU_CONT000028Vérif. annelle poteaux incendie12U"]
["PWCMP01","Mesure P retour b principale PWBD02","U_METR000015","Vérification PERIODIQUE pression","MPS","DEF","U236PW","11U","648 785,00","2025-07-12",3,1,0,52,1,"BIOMED_ULIS","PWCMP01Mesure P retour b principale PWBD02U_METR000015Vérification PERIODIQUE pression11U52"]
["WFICMP12","Affichage P. retour boucle WFIBD01","U_METR000015","Vérification PERIODIQUE pression","MPS","DEF","U236WFI","11U","604 175,00","2025-07-10",3,1,0,104,1,"BIOMED_ULIS","WFICMP12Affichage P. retour boucle WFIBD01U_METR000015Vérification PERIODIQUE pression11U104"]
["WFICMP13","Affichage P retour boucle WFIBD02","U_METR000015","Vérification PERIODIQUE pression","MPS","DEF","U236WFI","11U","604 176,00","2025-07-10",3,1,0,104,1,"BIOMED_ULIS","WFICMP13Affichage P retour boucle WFIBD02U_METR000015Vérification PERIODIQUE pression11U104"]
["BAT11MGG","Bâtiment 11 partie magasin général","U_CURA012126","Remplacement néons bureau G. Casadei","MC","DEF","U200BATP","13U",null,"3000-01-01",0,1,0,null,null,"BIOMED_ULIS","BAT11MGGBâtiment 11 partie magasin généralU_CURA012126Remplacement néons bureau G. Casadei13U"]
["ELETGBT12","TGBT animalerie","U_ELEC000017","Maintenance bi-annuelle cellules HT","MPS","DEF","U222ELE","10U","72 683,00","3000-01-01",0,1,0,null,null,"BIOMED_ULIS","ELETGBT12TGBT animalerieU_ELEC000017Maintenance bi-annuelle cellules HT10U"]
["EXELETGBT11","TGBT magasin général","U_ELEC000017","Maintenance bi-annuelle cellules HT","MPS","DEF","U222ELE","10U","72 682,00","3000-01-01",0,1,0,null,null,"BIOMED_ULIS","EXELETGBT11TGBT magasin généralU_ELEC000017Maintenance bi-annuelle cellules HT10U"]
["ELETGBT09","TGBT restaurant","U_ELEC000017","Maintenance bi-annuelle cellules HT","MPS","DEF","U222ELE","10U","72 681,00","3000-01-01",0,1,0,null,null,"BIOMED_ULIS","ELETGBT09TGBT restaurantU_ELEC000017Maintenance bi-annuelle cellules HT10U"]
["ELETGBTOUEST","TGBT ouest","U_ELEC000017","Maintenance bi-annuelle cellules HT","MPS","DEF","U222ELE","10U","72 685,00","3000-01-01",0,1,0,null,null,"BIOMED_ULIS","ELETGBTOUESTTGBT ouestU_ELEC000017Maintenance bi-annuelle cellules HT10U"]
["ELETGBTEST","TGBT Est","U_ELEC000017","Maintenance bi-annuelle cellules HT","MPS","DEF","U222ELE","10U","72 684,00","3000-01-01",0,1,0,null,null,"BIOMED_ULIS","ELETGBTESTTGBT EstU_ELEC000017Maintenance bi-annuelle cellules HT10U"]
["EXELEGE01","Groupe électrogène n°1 TR01/TR02","U_ELEC000018","Maintenance électrique ge","MPS","DEF","U222ELE","10U","539 999,00","2049-04-29",0,1,0,null,null,"BIOMED_ULIS","EXELEGE01Groupe électrogène n°1 TR01/TR02U_ELEC000018Maintenance électrique ge10U"]
["EXELEGE02","Groupe électrogène n°2 bâtiment 8","U_ELEC000018","Maintenance électrique ge","MPS","DEF","U222ELE","10U","612 408,00","2024-04-28",3,1,0,365,0,"BIOMED_ULIS","EXELEGE02Groupe électrogène n°2 bâtiment 8U_ELEC000018Maintenance électrique ge10U365"]
["EXELEGE03","Groupe électrogène n°3 bâtiments 9 à 13","U_ELEC000018","Maintenance électrique ge","MPS","DEF","U222ELE","10U","540 001,00","2049-04-29",0,1,0,null,null,"BIOMED_ULIS","EXELEGE03Groupe électrogène n°3 bâtiments 9 à 13U_ELEC000018Maintenance électrique ge10U"]
["EXELEGE03","Groupe électrogène n°3 bâtiments 9 à 13","U_ELEC000011","Maint. annuelle méca. diesel","MPS","DEF","U222ELE","10U","540 213,00","2049-10-06",0,1,0,null,null,"BIOMED_ULIS","EXELEGE03Groupe électrogène n°3 bâtiments 9 à 13U_ELEC000011Maint. annuelle méca. diesel10U"]
["BAT11MGG","Bâtiment 11 partie magasin général","U_CURA012222","Réparation porte local retour","MC","DEF","U200BATP","13U",null,"3000-01-01",0,1,0,null,null,"BIOMED_ULIS","BAT11MGGBâtiment 11 partie magasin généralU_CURA012222Réparation porte local retour13U"]
["DE3CMT04","Affichage Température caloporteur C22","U_METR000012","Vérification PERIODIQUE température","MPS","DEF","U441","11U","639 988,00","2025-04-09",3,1,0,52,1,"BIOMED_ULIS","DE3CMT04Affichage Température caloporteur C22U_METR000012Vérification PERIODIQUE température11U52"]
["DE2CMT03","Affichage Température caloporteur C21","U_METR000012","Vérification PERIODIQUE température","MPS","DEF","U441","11U","639 987,00","2025-04-09",3,1,0,52,1,"BIOMED_ULIS","DE2CMT03Affichage Température caloporteur C21U_METR000012Vérification PERIODIQUE température11U52"]
["WE2CMT03","Affichage Température sortie surnageant C21","U_METR000012","Vérification PERIODIQUE température","MPS","DEF","U441","11U","639 990,00","2025-04-09",3,1,0,52,1,"BIOMED_ULIS","WE2CMT03Affichage Température sortie surnageant C21U_METR000012Vérification PERIODIQUE température11U52"]
["WE2CMT04","Affichage Température sortie surnageant C22","U_METR000012","Vérification PERIODIQUE température","MPS","DEF","U441","11U","639 991,00","2025-04-09",3,1,0,52,1,"BIOMED_ULIS","WE2CMT04Affichage Température sortie surnageant C22U_METR000012Vérification PERIODIQUE température11U52"]
["WE2CMP03","Affichage Pression sortie surnageant C21","U_METR000015","Vérification PERIODIQUE pression","MPS","DEF","U441","11U","640 018,00","2025-04-11",3,1,0,52,1,"BIOMED_ULIS","WE2CMP03Affichage Pression sortie surnageant C21U_METR000015Vérification PERIODIQUE pression11U52"]
["WE2CMP04","Affichage Pression sortie surnageant C22","U_METR000015","Vérification PERIODIQUE pression","MPS","DEF","U441","11U","639 989,00","2025-04-09",3,1,0,52,1,"BIOMED_ULIS","WE2CMP04Affichage Pression sortie surnageant C22U_METR000015Vérification PERIODIQUE pression11U52"]
["GAMR010","Réacteur n°10 fractionnement gamma","U_MECA000020","Maintenance annuelle réacteur cuverie","MPS","MECA","U441","11U","643 623,00","2025-05-18",3,1,0,365,0,"BIOMED_ULIS","GAMR010Réacteur n°10 fractionnement gammaU_MECA000020Maintenance annuelle réacteur cuverie11U365"]
["EPL2CF07","Chambre froide enreg. plasma +5°C","U_CURA012312","Cartographie température","AME","AR","U406","10U","15 128,00","3000-01-01",0,1,0,null,null,"BIOMED_ULIS","EPL2CF07Chambre froide enreg. plasma +5°CU_CURA012312Cartographie température10U"]
["EXMGPCF08","Chambre froide n°8 sas -35°C","U_CURA012312","Cartographie température","AME","AR","U406","10U","15 129,00","3000-01-01",0,1,0,null,null,"BIOMED_ULIS","EXMGPCF08Chambre froide n°8 sas -35°CU_CURA012312Cartographie température10U"]
["EXMGPCF09","Chambre froide n°9 sas -35°C","U_CURA012312","Cartographie température","AME","AR","U406","10U","15 130,00","3000-01-01",0,1,0,null,null,"BIOMED_ULIS","EXMGPCF09Chambre froide n°9 sas -35°CU_CURA012312Cartographie température10U"]
["UDA2EQUIP","Equipements unité dévelop. analytique 2","U_CURA012341","Ampoules témoin HS, changt néons labo 26","MC","DEF","U855","13U",null,"3000-01-01",0,1,0,null,null,"BIOTECH_ULIS","UDA2EQUIPEquipements unité dévelop. analytique 2U_CURA012341Ampoules témoin HS, changt néons labo 2613U"]
["CHAAV01","Armoire de stockage ventilée","U_CLIM000135","Maintenance armoire ventilée","MPS","DEF","U624UAP","22U","628 776,00","2025-03-08",3,1,0,52,1,"BIOMED_ULIS","CHAAV01Armoire de stockage ventiléeU_CLIM000135Maintenance armoire ventilée22U52"]
["UDP5SOR01","Hotte chimique à recirculation","U_CLIM000134","Maintenance hotte à filtration","MPS","DEF","U851","70U","636 049,00","2025-03-14",3,1,0,365,0,"BIOTECH_ULIS","UDP5SOR01Hotte chimique à recirculationU_CLIM000134Maintenance hotte à filtration70U365"]
["UDA1SOR01","Hotte chimique à recirculation","U_CLIM000134","Maintenance hotte à filtration","MPS","DEF","U855","70U","636 079,00","2025-03-25",3,1,0,365,0,"BIOTECH_ULIS","UDA1SOR01Hotte chimique à recirculationU_CLIM000134Maintenance hotte à filtration70U365"]
["UDA1SOR02","Hotte chimique à recirculation","U_CLIM000134","Maintenance hotte à filtration","MPS","DEF","U855","70U","636 031,00","2025-03-14",3,1,0,365,0,"BIOTECH_ULIS","UDA1SOR02Hotte chimique à recirculationU_CLIM000134Maintenance hotte à filtration70U365"]
["EXCBSOR01","Hotte chimique à recirculation","U_CLIM000134","Maintenance hotte à filtration","MPS","DEF","U855","70U","474 183,00","3000-01-01",0,1,0,null,null,"BIOTECH_ULIS","EXCBSOR01Hotte chimique à recirculationU_CLIM000134Maintenance hotte à filtration70U"]
["UDA4AV01","Armoire de stockage ventilée","U_CLIM000135","Maintenance armoire ventilée","MPS","DEF","U855","70U","636 042,00","2025-03-14",3,1,0,365,0,"BIOTECH_ULIS","UDA4AV01Armoire de stockage ventiléeU_CLIM000135Maintenance armoire ventilée70U365"]
["UDP5AV01","Armoire de stockage ventilée","U_CLIM000135","Maintenance armoire ventilée","MPS","DEF","U851","70U","636 048,00","2025-03-14",3,1,0,365,0,"BIOTECH_ULIS","UDP5AV01Armoire de stockage ventiléeU_CLIM000135Maintenance armoire ventilée70U365"]
["UDP1AV01","Armoire de stockage ventilée","U_CLIM000135","Maintenance armoire ventilée","MPS","DEF","U851","70U","636 043,00","2025-03-14",3,1,0,365,0,"BIOTECH_ULIS","UDP1AV01Armoire de stockage ventiléeU_CLIM000135Maintenance armoire ventilée70U365"]
["UDP3AV01","Armoire de stockage ventilée","U_CLIM000135","Maintenance armoire ventilée","MPS","DEF","U851","70U","636 047,00","2025-03-14",3,1,0,365,0,"BIOTECH_ULIS","UDP3AV01Armoire de stockage ventiléeU_CLIM000135Maintenance armoire ventilée70U365"]
["UPILAV01","Armoire de stockage ventilée","U_CLIM000135","Maintenance armoire ventilée","MPS","DEF","U851","70U","636 050,00","2025-03-14",3,1,0,365,0,"BIOTECH_ULIS","UPILAV01Armoire de stockage ventiléeU_CLIM000135Maintenance armoire ventilée70U365"]
["UDP2AV01","Armoire de stockage ventilée","U_CLIM000135","Maintenance armoire ventilée","MPS","DEF","U851","70U","636 044,00","2025-03-14",3,1,0,365,0,"BIOTECH_ULIS","UDP2AV01Armoire de stockage ventiléeU_CLIM000135Maintenance armoire ventilée70U365"]
["UDP2AV02","Armoire de stockage ventilée","U_CLIM000135","Maintenance armoire ventilée","MPS","DEF","U851","70U","636 045,00","2025-03-14",3,1,0,365,0,"BIOTECH_ULIS","UDP2AV02Armoire de stockage ventiléeU_CLIM000135Maintenance armoire ventilée70U365"]
["UDP2AV03","Armoire de stockage ventilée","U_CLIM000135","Maintenance armoire ventilée","MPS","DEF","U851","70U","636 046,00","2025-03-14",3,1,0,365,0,"BIOTECH_ULIS","UDP2AV03Armoire de stockage ventiléeU_CLIM000135Maintenance armoire ventilée70U365"]
["GAMR008","Réacteur n°08 fractionnement gamma","U_CURA012611","Modification consigne température","CON","DEF","U441","30U",null,"3000-01-01",0,1,0,null,null,"BIOMED_ULIS","GAMR008Réacteur n°08 fractionnement gammaU_CURA012611Modification consigne température30U"]
["EXGTCPC01","Superviseur des alarmes techniques","U_CURA012715","2ème Poste supervision Energie","AME","AR","U235GTC","10U",null,"3000-01-01",0,1,0,null,null,"BIOMED_ULIS","EXGTCPC01Superviseur des alarmes techniquesU_CURA0127152ème Poste supervision Energie10U"]
["BAT11TEL06","Quai niveleur magasin géné. quai n°6","U_LEVA000009","Maintenance annuelle table élévatrice","MPS","DEF","U235BATL","15U","632 066,00","2025-03-19",3,30,0,52,1,"BIOMED_ULIS","BAT11TEL06Quai niveleur magasin géné. quai n°6U_LEVA000009Maintenance annuelle table élévatrice15U52"]
["BAT11TEL04","Quai niveleur magasin géné. quai n°4","U_LEVA000009","Maintenance annuelle table élévatrice","MPS","DEF","U235BATL","15U","632 064,00","2025-03-19",3,30,0,52,1,"BIOMED_ULIS","BAT11TEL04Quai niveleur magasin géné. quai n°4U_LEVA000009Maintenance annuelle table élévatrice15U52"]
["FW1CV01","Clapet anti-retour arrivée générale","U_EAUX000008","Contrôle et entretien clapet anti-retour","MPS","DEF","U235FW","13U","649 528,00","2025-07-09",3,1,0,52,1,"BIOMED_ULIS","FW1CV01Clapet anti-retour arrivée généraleU_EAUX000008Contrôle et entretien clapet anti-retour13U52"]
["EXELETR08","Transformateur ht/bt n°8 poste magasin","U_CURA012847","Remplacement du transformateur","AME","AR","U222ELE","10U","15 925,00","3000-01-01",0,1,0,null,null,"BIOMED_ULIS","EXELETR08Transformateur ht/bt n°8 poste magasinU_CURA012847Remplacement du transformateur10U"]
["BAT03","Bâtiment 3","U_CURA012906","Pose d'un écran dans la salle de réunion","MC","AR","S244","AR",null,"3000-01-01",0,1,0,null,null,"BIOMED_ULIS","BAT03Bâtiment 3U_CURA012906Pose d'un écran dans la salle de réunionAR"]
["BAT11CMT108","Enreg Temp ambiance CF 08 /BAT11ARM01","U_METR000012","Vérification PERIODIQUE température","MPS","DEF","U168","10U","110 052,00","2049-12-29",0,1,0,null,null,"BIOMED_ULIS","BAT11CMT108Enreg Temp ambiance CF 08 /BAT11ARM01U_METR000012Vérification PERIODIQUE température10U"]
["EXOPLCONG15","Congélateur -40°C","U_CURA012950","Faire le controle métrologique annuel de","MC","AR","U601OPL","AR",null,"3000-01-01",0,1,0,null,null,"BIOMED_ULIS",{"$f":"_xlfn.TEXTJOIN(\"\",TRUE,A578:D578,H578,N578)","v":"EXOPLCONG15Congélateur -40°CU_CURA012950Faire le controle métrologique annuel deAR"}]
["EXRIMCONG06","Congélateur -80°C","U_CURA012954","Contrôle métrologique à faire.","MC","AR","U624UAP","AR",null,"3000-01-01",0,1,0,null,null,"BIOMED_ULIS","EXRIMCONG06Congélateur -80°CU_CURA012954Contrôle métrologique à faire.AR"]
["EXOPLCONG07","Congélateur -40°C","U_CURA012956","Contrôle métrologique annuel à faire en","MC","AR","U601OPL","AR",null,"3000-01-01",0,1,0,null,null,"BIOMED_ULIS","EXOPLCONG07Congélateur -40°CU_CURA012956Contrôle métrologique annuel à faire enAR"]
["PLAPP02","Pompe envoi plasma vers PLAC01","U_PROC000022","Remplacement systématique tube","MPS","DEF","U410","11U","649 030,00","2024-09-26",3,1,0,6,1,"BIOMED_ULIS","PLAPP02Pompe envoi plasma vers PLAC01U_PROC000022Remplacement systématique tube11U6"]
["PLAPP04","Pompe envoi plasma vers PLAC02","U_PROC000022","Remplacement systématique tube","MPS","DEF","U410","11U","649 031,00","2024-09-26",3,1,0,6,1,"BIOMED_ULIS","PLAPP04Pompe envoi plasma vers PLAC02U_PROC000022Remplacement systématique tube11U6"]
["BATPRODUCTION","Bâtiments de production","U_CURA013030","Mise en place d'un systeme de contrôle d","MC","AR","U200BATP","AR",null,"3000-01-01",0,1,0,null,null,"BIOMED_ULIS","BATPRODUCTIONBâtiments de productionU_CURA013030Mise en place d'un systeme de contrôle dAR"]
["BAT08","Bâtiment 8 de production","U_BATI000016","Vérification ensemble porte du b8","MPS","DEF","U200BATP","13U","121 530,00","3000-01-01",0,1,0,null,null,"BIOMED_ULIS","BAT08Bâtiment 8 de productionU_BATI000016Vérification ensemble porte du b813U"]
["BAT08","Bâtiment 8 de production","U_BATI000017","Vérification points d'eau","MPS","DEF","U200BATP","13U","24 720,00","3000-01-01",0,1,0,null,null,"BIOMED_ULIS","BAT08Bâtiment 8 de productionU_BATI000017Vérification points d'eau13U"]
["RF12RHC01","Moto compresseur n°1 circuit n°2 -40°C","U_FROI000011","Maintenance compresseur frig 88 Compound","MPC","DEF","U222RF","10U","159 853,00","3000-01-01",0,1,0,null,null,"BIOMED_ULIS","RF12RHC01Moto compresseur n°1 circuit n°2 -40°CU_FROI000011Maintenance compresseur frig 88 Compound10U"]
["RF12RHC02","Moto compresseur n°2 circuit n°2 -40°C","U_FROI000011","Maintenance compresseur frig 88 Compound","MPS","DEF","U222RF","10U",null,"2049-12-31",0,1,0,null,null,"BIOMED_ULIS","RF12RHC02Moto compresseur n°2 circuit n°2 -40°CU_FROI000011Maintenance compresseur frig 88 Compound10U"]
["RF13RHC01","Moto compresseur n°1 circuit n°3 -40°C","U_FROI000011","Maintenance compresseur frig 88 Compound","MPS","DEF","U222RF","10U",null,"2049-12-31",0,1,0,null,null,"BIOMED_ULIS","RF13RHC01Moto compresseur n°1 circuit n°3 -40°CU_FROI000011Maintenance compresseur frig 88 Compound10U"]
["RF14RHC01","Moto compresseur n°1 circuit n°4 -40°C","U_FROI000011","Maintenance compresseur frig 88 Compound","MPS","DEF","U222RF","10U",null,"2049-12-31",0,1,0,null,null,"BIOMED_ULIS","RF14RHC01Moto compresseur n°1 circuit n°4 -40°CU_FROI000011Maintenance compresseur frig 88 Compound10U"]
["RF14RHC02","Moto compresseur n°2 circuit n°4 -40°C","U_FROI000011","Maintenance compresseur frig 88 Compound","MPS","DEF","U222RF","10U","84 022,00","3000-01-01",0,1,0,null,null,"BIOMED_ULIS","RF14RHC02Moto compresseur n°2 circuit n°4 -40°CU_FROI000011Maintenance compresseur frig 88 Compound10U"]
["PLAT003","Cuve envoi plasma après prélèvement","U_CURA013200","Controle metrologie a effectuer sur les","MC","AR","U410","AR",null,"3000-01-01",0,1,0,null,null,"BIOMED_ULIS","PLAT003Cuve envoi plasma après prélèvementU_CURA013200Controle metrologie a effectuer sur lesAR"]
["BAT11MGG","Bâtiment 11 partie magasin général","U_CURA013216","CONTROLE METROLOGIQUE SONDE TESTO N°7101","MC","AR","U200BATP","AR",null,"3000-01-01",0,1,0,null,null,"BIOMED_ULIS","BAT11MGGBâtiment 11 partie magasin généralU_CURA013216CONTROLE METROLOGIQUE SONDE TESTO N°7101AR"]
["BAT11MGG","Bâtiment 11 partie magasin général","U_CURA013218","CONTROLE METROLOGIQUE SONDE TESTO N°7111","MC","AR","U200BATP","AR",null,"3000-01-01",0,1,0,null,null,"BIOMED_ULIS","BAT11MGGBâtiment 11 partie magasin généralU_CURA013218CONTROLE METROLOGIQUE SONDE TESTO N°7111AR"]
["BAT11MGG","Bâtiment 11 partie magasin général","U_CURA013220","CONTROLE METROLOGIQUE SONDE TESTO N° 711","MC","AR","U200BATP","AR",null,"3000-01-01",0,1,0,null,null,"BIOMED_ULIS","BAT11MGGBâtiment 11 partie magasin généralU_CURA013220CONTROLE METROLOGIQUE SONDE TESTO N° 711AR"]
["BAT11MGG","Bâtiment 11 partie magasin général","U_CURA013222","CONTROLE METROLOGIQUE SONE TESTO N° 7111","MC","AR","U200BATP","AR",null,"3000-01-01",0,1,0,null,null,"BIOMED_ULIS","BAT11MGGBâtiment 11 partie magasin généralU_CURA013222CONTROLE METROLOGIQUE SONE TESTO N° 7111AR"]
["BAT11MGP","Bâtiment 11 partie chambres froides","U_CURA013251","Le poids étalon de 1kg et le poids de 20","MC","AR","U200BATP","AR",null,"3000-01-01",0,1,0,null,null,"BIOMED_ULIS","BAT11MGPBâtiment 11 partie chambres froidesU_CURA013251Le poids étalon de 1kg et le poids de 20AR"]
["PLAT003","Cuve envoi plasma après prélèvement","U_MECA000014","Maintenance annuelle cuve","MPS","DEF","U410","11U","619 439,00","2024-12-29",3,1,0,365,0,"BIOMED_ULIS","PLAT003Cuve envoi plasma après prélèvementU_MECA000014Maintenance annuelle cuve11U365"]
["PLAT004","Cuve envoi plasma après prélèvement","U_MECA000014","Maintenance annuelle cuve","MPS","DEF","U410","11U","619 440,00","2024-12-29",3,1,0,365,0,"BIOMED_ULIS","PLAT004Cuve envoi plasma après prélèvementU_MECA000014Maintenance annuelle cuve11U365"]
["PLACML05","Niveau cuve PLAT003","U_METR000024","Vérification PERIODIQUE de niveau","MPS","DEF","U410","11U","648 806,00","2025-07-15",3,1,0,52,1,"BIOMED_ULIS","PLACML05Niveau cuve PLAT003U_METR000024Vérification PERIODIQUE de niveau11U52"]
["PLACML06","Niveau cuve PLAT004","U_METR000024","Vérification PERIODIQUE de niveau","MPS","DEF","U410","11U","648 807,00","2025-07-15",3,1,0,52,1,"BIOMED_ULIS","PLACML06Niveau cuve PLAT004U_METR000024Vérification PERIODIQUE de niveau11U52"]
["HNOCML01","Niveau cuve stockage n°1 acide nitrique","U_METR000024","Vérification PERIODIQUE de niveau","MPS","DEF","U236NEP","11U","648 468,00","2025-07-29",3,1,0,365,0,"BIOMED_ULIS","HNOCML01Niveau cuve stockage n°1 acide nitriqueU_METR000024Vérification PERIODIQUE de niveau11U365"]
["HNOCML02","Niveau cuve stockage n°2 acide nitrique","U_METR000024","Vérification PERIODIQUE de niveau","MPS","DEF","U236NEP","11U","648 469,00","2025-07-29",3,1,0,365,0,"BIOMED_ULIS","HNOCML02Niveau cuve stockage n°2 acide nitriqueU_METR000024Vérification PERIODIQUE de niveau11U365"]
["EXHCLCML01","Niveau cuve stock. acide chlorhydrique","U_METR000024","Vérification PERIODIQUE de niveau","MPS","DEF","U222PW","11U","558 949,00","2023-07-30",3,1,0,365,0,"BIOMED_ULIS","EXHCLCML01Niveau cuve stock. acide chlorhydriqueU_METR000024Vérification PERIODIQUE de niveau11U365"]
["HSOCML01","Niveau cuve acide sulfurique","U_METR000024","Vérification PERIODIQUE de niveau","MPS","DEF","U236NEP","11U","613 642,00","2049-12-26",3,1,0,365,0,"BIOMED_ULIS","HSOCML01Niveau cuve acide sulfuriqueU_METR000024Vérification PERIODIQUE de niveau11U365"]
["BAT08PLASMA","Bâtiment 8 atelier décongélation","U_CURA013369","Divers travaux arrêt de production 12/01","MC","DEF","U200BATP","13U","16 535,00","3000-01-01",0,1,0,null,null,"BIOMED_ULIS","BAT08PLASMABâtiment 8 atelier décongélationU_CURA013369Divers travaux arrêt de production 12/0113U"]
["BAT08ALBUMINE","Bâtiment 8 atelier albumine","U_CURA013369","Divers travaux arrêt de production 12/01","MC","AR","U200BATP","13U","16 518,00","3000-01-01",0,1,0,null,null,"BIOMED_ULIS","BAT08ALBUMINEBâtiment 8 atelier albumineU_CURA013369Divers travaux arrêt de production 12/0113U"]
["BAT08GAMMA","Bâtiment 8 atelier gamma","U_CURA013369","Divers travaux arrêt de production 12/01","MC","AR","U200BATP","13U","16 520,00","3000-01-01",0,1,0,null,null,"BIOMED_ULIS","BAT08GAMMABâtiment 8 atelier gammaU_CURA013369Divers travaux arrêt de production 12/0113U"]
["GW1/2","Production distri. eau glycolée -19°C","U_FROI000015","Mesure des débits","MPS","DEF","U222GW","10U","16 550,00","3000-01-01",0,1,0,null,null,"BIOMED_ULIS","GW1/2Production distri. eau glycolée -19°CU_FROI000015Mesure des débits10U"]
["GW3/4","Production distri. eau glycolée +4°C","U_FROI000015","Mesure des débits","MPS","DEF","U222GW","10U","26 493,00","3000-01-01",0,1,0,null,null,"BIOMED_ULIS","GW3/4Production distri. eau glycolée +4°CU_FROI000015Mesure des débits10U"]
["EXGW5/6","Production distri. eau glycolée +20°C","U_FROI000015","Mesure des débits","MPS","DEF","U222GW","10U","16 552,00","3000-01-01",0,1,0,null,null,"BIOMED_ULIS","EXGW5/6Production distri. eau glycolée +20°CU_FROI000015Mesure des débits10U"]
["GW70","Circuit prépa eau glycolée  GW71 à GW77","U_FROI000015","Mesure des débits","MPS","DEF","U222GW","10U",null,"2050-01-02",0,1,0,null,null,"BIOMED_ULIS","GW70Circuit prépa eau glycolée  GW71 à GW77U_FROI000015Mesure des débits10U"]
["GW8","Produc. distri. eau glycolée -15°C R&D","U_FROI000015","Mesure des débits","MPS","DEF","U222GW","10U",null,"2050-01-02",0,1,0,null,null,"BIOTECH_ULIS","GW8Produc. distri. eau glycolée -15°C R&DU_FROI000015Mesure des débits10U"]
["TECHCEL04","Elévateur de personnel  serv. tech.","U_LEVA000018","Maintenance élévateur de personnel","MPS","DEF","U200","15U","632 103,00","2024-09-21",3,30,0,26,1,"BIOMED_ULIS","TECHCEL04Elévateur de personnel  serv. tech.U_LEVA000018Maintenance élévateur de personnel15U26"]
["MFPRSOR01","Hotte chimique à recirculation","U_CLIM000134","Maintenance hotte à filtration","MPS","DEF","U868","70U","636 028,00","2025-03-14",3,1,0,365,0,"BIOTECH_ULIS","MFPRSOR01Hotte chimique à recirculationU_CLIM000134Maintenance hotte à filtration70U365"]
["BAT02","Bâtiment 2","U_CURA013683","Instalation d'un destructeur de papiers","CON","AR","S244","13U",null,"3000-01-01",0,1,0,null,null,"BIOMED_ULIS","BAT02Bâtiment 2U_CURA013683Instalation d'un destructeur de papiers13U"]
["ALBR005","Réacteur n°5 fractionnement albumine","U_CURA013708","Remplacement régulateur température calo","AME","AR","U440","11U","16 946,00","3000-01-01",0,1,0,null,null,"BIOMED_ULIS","ALBR005Réacteur n°5 fractionnement albumineU_CURA013708Remplacement régulateur température calo11U"]
["ALBR006","Réacteur n°6 fractionnement albumine","U_CURA013708","Remplacement régulateur température calo","AME","AR","U440","11U","16 947,00","3000-01-01",0,1,0,null,null,"BIOMED_ULIS","ALBR006Réacteur n°6 fractionnement albumineU_CURA013708Remplacement régulateur température calo11U"]
["BAT10","Bâtiment 10 Ateliers et bureaux Services Techniques","U_CURA013725","La lumière sur la passerelle ne fonction","MC","AR","U200","AR",null,"3000-01-01",0,1,0,null,null,"BIOMED_ULIS","BAT10Bâtiment 10 Ateliers et bureaux Services TechniquesU_CURA013725La lumière sur la passerelle ne fonctionAR"]
["BAT03","Bâtiment 3","U_CURA013786","Montage d'une serrure bureau 3110 avec 4","MC","AR","S244","AR",null,"3000-01-01",0,1,0,null,null,"BIOMED_ULIS","BAT03Bâtiment 3U_CURA013786Montage d'une serrure bureau 3110 avec 4AR"]
["BAT03","Bâtiment 3","U_CURA013789","Remplacement dalles de moquette EN URGEN","MC","AR","S244","AR",null,"3000-01-01",0,1,0,null,null,"BIOMED_ULIS","BAT03Bâtiment 3U_CURA013789Remplacement dalles de moquette EN URGENAR"]
["BAT03","Bâtiment 3","U_CURA013792","Eclairage à réparer face au bureau 3119","MC","AR","S244","AR",null,"3000-01-01",0,1,0,null,null,"BIOMED_ULIS","BAT03Bâtiment 3U_CURA013792Eclairage à réparer face au bureau 3119AR"]
["BAT03","Bâtiment 3","U_CURA013797","Pose d'un tableau dans le bureau 3325.","MC","AR","S244","AR",null,"3000-01-01",0,1,0,null,null,"BIOMED_ULIS","BAT03Bâtiment 3U_CURA013797Pose d'un tableau dans le bureau 3325.AR"]
["BATEX","Extérieurs bâtiments","U_BATI000018","Entretien mensuel des espaces verts","MPS","DEF","S244","13U","72 139,00","3000-01-01",0,1,0,null,null,"BIOMED_ULIS","BATEXExtérieurs bâtimentsU_BATI000018Entretien mensuel des espaces verts13U"]
["EXUDP1CMT01","Régulation température étuve UDP1ETUV01","U_CURA013844","Validation métrologique de l'étuve UDP1E","MC","AR","U851","AR",null,"3000-01-01",0,1,0,null,null,"BIOTECH_ULIS","EXUDP1CMT01Régulation température étuve UDP1ETUV01U_CURA013844Validation métrologique de l'étuve UDP1EAR"]
["PACMW02","Balance Mettler 3100g/0,1 g","U_METR000001","Vérif. PERIODIQUE balance 0/30 Kg max.","MPS","DEF","U880","70U","132 565,00","2030-12-26",0,1,0,null,null,"BIOTECH_ULIS","PACMW02Balance Mettler 3100g/0,1 gU_METR000001Vérif. PERIODIQUE balance 0/30 Kg max.70U"]
["EXGW5/6","Production distri. eau glycolée +20°C","U_DOC000001","Mise à jour documentaire","AME","DEF","U222GW","30U","50 453,00","3000-01-01",0,1,0,null,null,"BIOMED_ULIS","EXGW5/6Production distri. eau glycolée +20°CU_DOC000001Mise à jour documentaire30U"]
["GW0","Production distri. eau glycolée 0°C","U_DOC000001","Mise à jour documentaire","AME","DEF","U222GW","30U","50 447,00","3000-01-01",0,1,0,null,null,"BIOMED_ULIS","GW0Production distri. eau glycolée 0°CU_DOC000001Mise à jour documentaire30U"]
["GW1/2","Production distri. eau glycolée -19°C","U_DOC000001","Mise à jour documentaire","AME","DEF","U222GW","30U","50 451,00","3000-01-01",0,1,0,null,null,"BIOMED_ULIS","GW1/2Production distri. eau glycolée -19°CU_DOC000001Mise à jour documentaire30U"]
["GW3/4","Production distri. eau glycolée +4°C","U_DOC000001","Mise à jour documentaire","AME","DEF","U222GW","30U","50 452,00","3000-01-01",0,1,0,null,null,"BIOMED_ULIS","GW3/4Production distri. eau glycolée +4°CU_DOC000001Mise à jour documentaire30U"]
["UDP3CMT01","Contrôle température UDP3REF05","U_METR000012","Vérification PERIODIQUE température","MPS","DEF","U851","70U",null,"2049-12-31",0,1,0,null,null,"BIOTECH_ULIS","UDP3CMT01Contrôle température UDP3REF05U_METR000012Vérification PERIODIQUE température70U"]
["UDP3CMT02","Contrôle température UDP3REF04","U_METR000012","Vérification PERIODIQUE température","MPS","DEF","U851","70U",null,"2049-01-01",0,1,0,null,null,"BIOTECH_ULIS","UDP3CMT02Contrôle température UDP3REF04U_METR000012Vérification PERIODIQUE température70U"]
["UDP3CMT03","Contrôle température UDP3REF02","U_METR000012","Vérification PERIODIQUE température","MPS","DEF","U851","11U",null,"2049-12-31",0,1,0,null,null,"BIOTECH_ULIS","UDP3CMT03Contrôle température UDP3REF02U_METR000012Vérification PERIODIQUE température11U"]
["UDP3CMP01","Manomètre MECOTEC n°7465","U_METR000015","Vérification PERIODIQUE pression","MPS","DEF","U851","70U","651 017,00","2025-06-12",3,1,0,52,1,"BIOTECH_ULIS","UDP3CMP01Manomètre MECOTEC n°7465U_METR000015Vérification PERIODIQUE pression70U52"]
["EXUDP3CMP02","Manomètre MECOTEC n°7466","U_METR000015","Vérification PERIODIQUE pression","MPS","DEF","U851","11U","17 306,00","2020-12-31",3,1,0,52,1,"BIOTECH_ULIS","EXUDP3CMP02Manomètre MECOTEC n°7466U_METR000015Vérification PERIODIQUE pression11U52"]
["EXETALCMP02","Pression MKS n°17540 SPF","U_METR000026","Vérification PERIODIQUE labo extérieur","MPS","DEF","U720","50U","472 408,00","2049-02-14",0,1,0,null,null,"BIOMED_ULIS","EXETALCMP02Pression MKS n°17540 SPFU_METR000026Vérification PERIODIQUE labo extérieur50U"]
["EXUDP2CMP02-1","Manomètre MECOTEC n°4523","U_METR000015","Vérification PERIODIQUE pression","MPS","DEF","U851","70U","575 491,00","2049-12-26",0,1,0,null,null,"BIOTECH_ULIS","EXUDP2CMP02-1Manomètre MECOTEC n°4523U_METR000015Vérification PERIODIQUE pression70U"]
["UDP2CMP05","Manomètre MECOTEC n°4329","U_METR000015","Vérification PERIODIQUE pression","MPS","DEF","U851","70U","651 080,00","2025-06-29",3,1,0,365,0,"BIOTECH_ULIS","UDP2CMP05Manomètre MECOTEC n°4329U_METR000015Vérification PERIODIQUE pression70U365"]
["BAT11CMT107","Enreg Temp ambiance CF 07 /BAT11ARM01","U_METR000012","Vérification PERIODIQUE température","MPS","METR","U406","10U","641 579,00","2025-05-30",3,1,0,365,0,"BIOMED_ULIS","BAT11CMT107Enreg Temp ambiance CF 07 /BAT11ARM01U_METR000012Vérification PERIODIQUE température10U365"]
["BAT11CMT113","Enreg Temp ambiance CF 13 /BAT11ARM01","U_METR000012","Vérification PERIODIQUE température","MPS","DEF","U406","10U","110 019,00","2049-12-29",0,1,0,null,null,"BIOMED_ULIS","BAT11CMT113Enreg Temp ambiance CF 13 /BAT11ARM01U_METR000012Vérification PERIODIQUE température10U"]
["BAT11CMT209","Enreg temp produit CF 09 / BAT11ARM01","U_METR000012","Vérification PERIODIQUE température","MPS","DEF","U168","10U","651 423,00","2025-09-26",3,1,0,52,1,"BIOMED_ULIS","BAT11CMT209Enreg temp produit CF 09 / BAT11ARM01U_METR000012Vérification PERIODIQUE température10U52"]
["BAT11CMT109","Enreg Temp ambiance CF 09 /BAT11ARM01","U_METR000012","Vérification PERIODIQUE température","MPS","DEF","U168","10U","641 540,00","2025-05-23",3,1,0,52,1,"BIOMED_ULIS","BAT11CMT109Enreg Temp ambiance CF 09 /BAT11ARM01U_METR000012Vérification PERIODIQUE température10U52"]
["CASECH03","Sécheur d'air comprimé n°3","U_FROI000016","Visite et maintenance sécheur d'air","MPS","DEF","U222CA","10U","596 217,00","2024-10-27",3,1,0,52,1,"BIOMED_ULIS",{"$f":"_xlfn.TEXTJOIN(\"\",TRUE,A642:D642,H642,N642)","v":"CASECH03Sécheur d'air comprimé n°3U_FROI000016Visite et maintenance sécheur d'air10U52"}]
["AC51","Air climatisé restaurant B9","U_CLIM000137","Nettoyage des circuits d'extraction","MPC","DEF","U222AC","10U","80 710,00","2049-07-18",0,1,0,null,null,"BIOMED_ULIS","AC51Air climatisé restaurant B9U_CLIM000137Nettoyage des circuits d'extraction10U"]
["SECUESA","Eclairage de secours autonome","U_CONT000029","Vérification bloc éclairage autonomes","MPS","DEF","U130","80U","30 929,00","2049-12-31",0,1,0,null,null,"BIOMED_ULIS","SECUESAEclairage de secours autonomeU_CONT000029Vérification bloc éclairage autonomes80U"]
["BAT11CMT103","Enreg Temp ambiance CF 03 /BAT11ARM01","U_METR000012","Vérification PERIODIQUE température","MPS","DEF","U406","10U","123 544,00","3000-01-01",0,1,0,null,null,"BIOMED_ULIS","BAT11CMT103Enreg Temp ambiance CF 03 /BAT11ARM01U_METR000012Vérification PERIODIQUE température10U"]
["BAT11CMT203","Enreg temp produit CF 03 / BAT11ARM01","U_METR000012","Vérification PERIODIQUE température","MPS","DEF","U406","10U","101 386,00","2049-09-19",0,1,0,null,null,"BIOMED_ULIS","BAT11CMT203Enreg temp produit CF 03 / BAT11ARM01U_METR000012Vérification PERIODIQUE température10U"]
["EXUDP3CMP03","Manomètre sur séparateur à membrane 0-6b","U_METR000015","Vérification PERIODIQUE pression","MPS","DEF","U851","70U","99 529,00","3000-01-01",0,1,0,null,null,"BIOTECH_ULIS","EXUDP3CMP03Manomètre sur séparateur à membrane 0-6bU_METR000015Vérification PERIODIQUE pression70U"]
["ALBCMT28","Affichage temp cuve tampons ALBCT02","U_METR000012","Vérification PERIODIQUE température","MPS","DEF","U440","11U","639 810,00","2025-04-20",3,1,0,1,3,"BIOMED_ULIS","ALBCMT28Affichage temp cuve tampons ALBCT02U_METR000012Vérification PERIODIQUE température11U1"]
["EXOPLCMT42","Thermomètre PréciCal","U_CURA014602","Etalonnage métrologique à effectuer par","MC","AR","U601OPL","AR",null,"3000-01-01",0,1,0,null,null,"BIOMED_ULIS","EXOPLCMT42Thermomètre PréciCalU_CURA014602Etalonnage métrologique à effectuer parAR"]
["GW1/2","Production distri. eau glycolée -19°C","U_CURA014785","Remplaçement des vannes M3K40F","MPC","AR","U222GW","10U",null,"3000-01-01",0,1,0,null,null,"BIOMED_ULIS","GW1/2Production distri. eau glycolée -19°CU_CURA014785Remplaçement des vannes M3K40F10U"]
["MFPRLYO06","Lyophilisateur lyoflex 0,4 Edwards","U_CURA014835","Contrôle métrologie à réaliser","MC","AR","U868","AR",null,"3000-01-01",0,1,0,null,null,"BIOTECH_ULIS","MFPRLYO06Lyophilisateur lyoflex 0,4 EdwardsU_CURA014835Contrôle métrologie à réaliserAR"]
["PLAGER04","Gerbeur élec. n°4 découpe poches","U_LEVA000014","Maintenance gerbeur transpalette","MPS","DEF","U440LEV","15U","632 099,00","2024-09-21",3,30,0,26,1,"BIOMED_ULIS","PLAGER04Gerbeur élec. n°4 découpe pochesU_LEVA000014Maintenance gerbeur transpalette15U26"]
["DECML01","Affichage niveau du réservoir DET0001","U_METR000024","Vérification PERIODIQUE de niveau","MPS","DEF","U410","11U","633 364,00","2025-03-14",3,1,0,52,1,"BIOMED_ULIS","DECML01Affichage niveau du réservoir DET0001U_METR000024Vérification PERIODIQUE de niveau11U52"]
["DE2CML03","Affichage Niveau caloporteur C21","U_METR000024","Vérification PERIODIQUE de niveau","MPS","DEF","U441","11U","639 998,00","2025-04-10",3,1,0,52,1,"BIOMED_ULIS","DE2CML03Affichage Niveau caloporteur C21U_METR000024Vérification PERIODIQUE de niveau11U52"]
["DE3CML04","Affichage Niveau caloporteur C22","U_METR000024","Vérification PERIODIQUE de niveau","MPS","DEF","U441","11U","640 000,00","2025-04-10",3,1,0,52,1,"BIOMED_ULIS","DE3CML04Affichage Niveau caloporteur C22U_METR000024Vérification PERIODIQUE de niveau11U52"]
["GAMCUVERIE","Equipements cuverie gamma","U_CURA014896","Remplacement sondes sur réacteurs","AME","AR","U441","11U",null,"3000-01-01",0,1,0,null,null,"BIOMED_ULIS","GAMCUVERIEEquipements cuverie gammaU_CURA014896Remplacement sondes sur réacteurs11U"]
["GAMCUVERIE","Equipements cuverie gamma","U_DOC000001","Mise à jour documentaire","AME","DEF","U441","30U","38 758,00","3000-01-01",0,1,0,null,null,"BIOMED_ULIS","GAMCUVERIEEquipements cuverie gammaU_DOC000001Mise à jour documentaire30U"]
["RIMEQUIP","Equipements spécif. labo. radio-immuno.","U_CURA015058","Remplacement d'un téléphone mural par un","MC","AR","U624UAP","AR",null,"3000-01-01",0,1,0,null,null,"BIOMED_ULIS","RIMEQUIPEquipements spécif. labo. radio-immuno.U_CURA015058Remplacement d'un téléphone mural par unAR"]
["AC01","Air climatisé zone de fabrication b8 : Atelier Albumine","U_CLIM000203","Vitesses souff. repri. termi. pour Emery","MPS","DEF","U222AC","10U","645 868,00","2025-08-04",3,1,0,52,1,"BIOMED_ULIS","AC01Air climatisé zone de fabrication b8 : Atelier AlbumineU_CLIM000203Vitesses souff. repri. termi. pour Emery10U52"]
["AC06","Air climatisé +4°C atelier albumine B8","U_CLIM000203","Vitesses souff. repri. termi. pour Emery","MPS","DEF","U222AC","10U","645 871,00","2025-08-08",3,1,0,52,1,"BIOMED_ULIS","AC06Air climatisé +4°C atelier albumine B8U_CLIM000203Vitesses souff. repri. termi. pour Emery10U52"]
["AC07","Air climatisé ateliers +4° gamma","U_CLIM000203","Vitesses souff. repri. termi. pour Emery","MPS","DEF","U222AC","10U","617 265,00","2024-12-10",3,1,0,52,1,"BIOMED_ULIS","AC07Air climatisé ateliers +4° gammaU_CLIM000203Vitesses souff. repri. termi. pour Emery10U52"]
["AC08","Air climatisé atelier décongélation B8","U_CLIM000203","Vitesses souff. repri. termi. pour Emery","MPS","DEF","U222AC","10U","617 222,00","2024-12-06",3,1,0,52,1,"BIOMED_ULIS","AC08Air climatisé atelier décongélation B8U_CLIM000203Vitesses souff. repri. termi. pour Emery10U52"]
["AC13","Air climatisé local cryosas B8","U_CLIM000203","Vitesses souff. repri. termi. pour Emery","MPS","DEF","U222AC","10U","617 224,00","2024-12-06",3,1,0,52,1,"BIOMED_ULIS","AC13Air climatisé local cryosas B8U_CLIM000203Vitesses souff. repri. termi. pour Emery10U52"]
["AC38","Air climatisé vestiaires production B8","U_CLIM000203","Vitesses souff. repri. termi. pour Emery","MPS","DEF","U222AC","10U","645 833,00","2025-07-24",3,1,0,52,1,"BIOMED_ULIS","AC38Air climatisé vestiaires production B8U_CLIM000203Vitesses souff. repri. termi. pour Emery10U52"]
["AC77","Air climatisé ateliers ambiants gamma B8","U_CLIM000203","Vitesses souff. repri. termi. pour Emery","MPS","DEF","U222AC","10U","617 230,00","2024-12-07",3,1,0,52,1,"BIOMED_ULIS","AC77Air climatisé ateliers ambiants gamma B8U_CLIM000203Vitesses souff. repri. termi. pour Emery10U52"]
["PLACML07","Affichage niveau cuve PLAT001","U_METR000024","Vérification PERIODIQUE de niveau","MPS","DEF","U410","11U","648 808,00","2025-07-15",3,1,0,52,1,"BIOMED_ULIS","PLACML07Affichage niveau cuve PLAT001U_METR000024Vérification PERIODIQUE de niveau11U52"]
["PLAT001","Cuve sortie fondoir","U_CONT000013","Visite réglementaire pression/vapeur","MPS","DEF","U410","15U","87 306,00","3000-01-01",0,1,0,null,null,"BIOMED_ULIS","PLAT001Cuve sortie fondoirU_CONT000013Visite réglementaire pression/vapeur15U"]
["PLAPAL04","Palan électrique articulée centri. plasma","U_LEVA000020","Maintenance périodique","MPS","DEF","U440LEV","15U","632 246,00","2025-07-17",3,30,0,52,1,"BIOMED_ULIS","PLAPAL04Palan électrique articulée centri. plasmaU_LEVA000020Maintenance périodique15U52"]
["GAMPAL06","Palan sur monorail centri. gamma","U_LEVA000020","Maintenance périodique","MPS","DEF","U440LEV","15U","632 244,00","2025-07-17",3,30,0,52,1,"BIOMED_ULIS","GAMPAL06Palan sur monorail centri. gammaU_LEVA000020Maintenance périodique15U52"]
["AC09CT09","Caisson de traitement conditionnement B8","U_CLIM000002","Maintenance caisson de climatisation","MPS","DEF","U222AC","10U","113 087,00","3000-01-01",0,1,0,null,null,"BIOMED_ULIS","AC09CT09Caisson de traitement conditionnement B8U_CLIM000002Maintenance caisson de climatisation10U"]
["AC13CT13","Caisson de trait. air cryosas B8","U_CLIM000002","Maintenance caisson de climatisation","MPS","DEF","U222AC","10U","645 727,00","2025-07-13",3,1,0,365,0,"BIOMED_ULIS","AC13CT13Caisson de trait. air cryosas B8U_CLIM000002Maintenance caisson de climatisation10U365"]
["AC38CT38","Caisson de traitement air vestiaires B8","U_CLIM000002","Maintenance caisson de climatisation","MPS","DEF","U222AC","10U","645 735,00","2025-07-13",3,1,0,365,0,"BIOMED_ULIS","AC38CT38Caisson de traitement air vestiaires B8U_CLIM000002Maintenance caisson de climatisation10U365"]
["AC09CT09","Caisson de traitement conditionnement B8","U_CLIM000201","Contrôle CTA","MPS","DEF","U222AC","10U","651 257,00","2024-10-03",3,1,0,30,0,"BIOMED_ULIS","AC09CT09Caisson de traitement conditionnement B8U_CLIM000201Contrôle CTA10U30"]
["PLAT001","Cuve sortie fondoir","U_MECA000014","Maintenance annuelle cuve","MPS","DEF","U410","11U","644 100,00","2025-06-23",3,1,0,52,1,"BIOMED_ULIS","PLAT001Cuve sortie fondoirU_MECA000014Maintenance annuelle cuve11U52"]
["BAT08SS06","Local FC ZNHV","U_CURA015642","Travaux elec","AME","AR","U200BATP","11U",null,"3000-01-01",0,1,0,null,null,"BIOMED_ULIS","BAT08SS06Local FC ZNHVU_CURA015642Travaux elec11U"]
["BAT11CMT307","Affichage température ambiance EPL2CF07","U_METR000012","Vérification PERIODIQUE température","MPS","METR","U406","10U","641 580,00","2025-05-30",3,1,0,365,0,"BIOMED_ULIS","BAT11CMT307Affichage température ambiance EPL2CF07U_METR000012Vérification PERIODIQUE température10U365"]
["AC70CV70","Caisson de ventilation bâtiment B1","U_CLIM000201","Contrôle CTA","MPS","DEF","U222AC","10U","651 247,00","2024-12-01",3,1,0,90,0,"BIOMED_ULIS","AC70CV70Caisson de ventilation bâtiment B1U_CLIM000201Contrôle CTA10U90"]
["BAT08PLASMA","Bâtiment 8 atelier décongélation","U_CURA015481","Divers travaux communs zone production","MPS","AR","U200BATP","13U","19 609,00","3000-01-01",0,1,0,null,null,"BIOMED_ULIS","BAT08PLASMABâtiment 8 atelier décongélationU_CURA015481Divers travaux communs zone production13U"]
["BAT08","Bâtiment 8 de production","U_CURA015651","Résine sol 8ss09","AME","AR","U200BATP","13U",null,"3000-01-01",0,1,0,null,null,"BIOMED_ULIS","BAT08Bâtiment 8 de productionU_CURA015651Résine sol 8ss0913U"]
["HSOP001","Pompe 1 acide sulfurique neut. effluents NEP","U_CURA015655","Maintenance de la pompe","MPC","AR","U236NEP","11U",null,"3000-01-01",0,1,0,null,null,"BIOMED_ULIS","HSOP001Pompe 1 acide sulfurique neut. effluents NEPU_CURA015655Maintenance de la pompe11U"]
["BAT08ALBUMINE","Bâtiment 8 atelier albumine","U_CURA015481","Divers travaux communs zone production","MPS","AR","U200BATP","13U","19 651,00","3000-01-01",0,1,0,null,null,"BIOMED_ULIS","BAT08ALBUMINEBâtiment 8 atelier albumineU_CURA015481Divers travaux communs zone production13U"]
["BAT08GAMMA","Bâtiment 8 atelier gamma","U_CURA015481","Divers travaux communs zone production","MPS","AR","U200BATP","13U","21 655,00","3000-01-01",0,1,0,null,null,"BIOMED_ULIS","BAT08GAMMABâtiment 8 atelier gammaU_CURA015481Divers travaux communs zone production13U"]
["BAT08COND","Bâtiment 8 atelier conditionnement","U_CURA015481","Divers travaux communs zone production","MPS","AR","U200BATP","13U","19 653,00","3000-01-01",0,1,0,null,null,"BIOMED_ULIS","BAT08CONDBâtiment 8 atelier conditionnementU_CURA015481Divers travaux communs zone production13U"]
["GW210","Circuit de refroidissement GAMR010","U_MECA000096","Ctrl vase expension et circuit refroi","MPS","DEF","U222GW","11U","619 228,00","2024-12-14",3,1,0,52,1,"BIOMED_ULIS","GW210Circuit de refroidissement GAMR010U_MECA000096Ctrl vase expension et circuit refroi11U52"]
["PLADE","Skid refroidissement centris plama","U_CURA015714","Amélioration niveau cuve","AME","AR","U410","11U",null,"3000-01-01",0,1,0,null,null,"BIOMED_ULIS","PLADESkid refroidissement centris plamaU_CURA015714Amélioration niveau cuve11U"]
["GW71","Circuit de refroidissement ALBR001","U_MECA000096","Ctrl vase expension et circuit refroi","MPS","DEF","U222GW","11U","619 174,00","2024-12-09",3,1,0,52,1,"BIOMED_ULIS","GW71Circuit de refroidissement ALBR001U_MECA000096Ctrl vase expension et circuit refroi11U52"]
["GW72","Circuit de refroidissement ALBR002","U_MECA000096","Ctrl vase expension et circuit refroi","MPS","DEF","U222GW","11U","648 531,00","2025-08-04",3,1,0,365,0,"BIOMED_ULIS","GW72Circuit de refroidissement ALBR002U_MECA000096Ctrl vase expension et circuit refroi11U365"]
["GW73","Circuit de refroidissement ALBR003","U_MECA000096","Ctrl vase expension et circuit refroi","MPS","DEF","U222GW","11U","613 697,00","2024-09-07",3,1,0,365,0,"BIOMED_ULIS","GW73Circuit de refroidissement ALBR003U_MECA000096Ctrl vase expension et circuit refroi11U365"]
["GW74","Circuit de refroidissement ALBR004","U_MECA000096","Ctrl vase expension et circuit refroi","MPS","DEF","U222GW","11U","619 229,00","2024-12-14",3,1,0,52,1,"BIOMED_ULIS","GW74Circuit de refroidissement ALBR004U_MECA000096Ctrl vase expension et circuit refroi11U52"]
["GW75","Circuit de refroidissement ALBR005","U_MECA000096","Ctrl vase expension et circuit refroi","MPS","DEF","U222GW","11U","619 230,00","2024-12-14",3,1,0,52,1,"BIOMED_ULIS","GW75Circuit de refroidissement ALBR005U_MECA000096Ctrl vase expension et circuit refroi11U52"]
["GW76","Circuit de refroidissement ALBR006","U_MECA000096","Ctrl vase expension et circuit refroi","MPS","DEF","U222GW","11U","619 231,00","2024-12-14",3,1,0,52,1,"BIOMED_ULIS","GW76Circuit de refroidissement ALBR006U_MECA000096Ctrl vase expension et circuit refroi11U52"]
["ALBCMF01","Affichage débit sortie canal UF","U_METR000011","Vérification PERIODIQUE de débit","MPS","DEF","U440","11U","648 433,00","2025-07-29",3,1,0,365,0,"BIOMED_ULIS","ALBCMF01Affichage débit sortie canal UFU_METR000011Vérification PERIODIQUE de débit11U365"]
["FW1","Réseau eau incendie RIA B1 à B8","U_CURA015818","RIA","MPS","DEF","U130","AR",null,"3000-01-01",0,1,0,null,null,"BIOMED_ULIS","FW1Réseau eau incendie RIA B1 à B8U_CURA015818RIAAR"]
["PLACMT07","Température ambiance PLACF03 sur GTC","U_METR000012","Vérification PERIODIQUE température","MPS","DEF","U410","11U","648 871,00","2025-07-29",3,1,0,365,0,"BIOMED_ULIS","PLACMT07Température ambiance PLACF03 sur GTCU_METR000012Vérification PERIODIQUE température11U365"]
["AC01F07","Filtration terminale clim. pièce 8RC65","U_CLIM000138","Remplacement filtre HEPA","MPS","CLIM","U222AC","10U","603 083,00","2029-08-01",2,1,0,"2 190,00",0,"BIOMED_ULIS","AC01F07Filtration terminale clim. pièce 8RC65U_CLIM000138Remplacement filtre HEPA10U2 190,00"]
["AC01F08","Filtration terminale clim. pièce 8RC65","U_CLIM000138","Remplacement filtre HEPA","MPS","CLIM","U222AC","10U","603 084,00","2029-07-01",2,1,0,"2 190,00",0,"BIOMED_ULIS","AC01F08Filtration terminale clim. pièce 8RC65U_CLIM000138Remplacement filtre HEPA10U2 190,00"]
["AC01F09","Filtration terminale clim. pièce 8RC71","U_CLIM000138","Remplacement filtre HEPA","MPS","CLIM","U222AC","10U","603 085,00","2029-07-04",3,1,0,"2 190,00",0,"BIOMED_ULIS","AC01F09Filtration terminale clim. pièce 8RC71U_CLIM000138Remplacement filtre HEPA10U2 190,00"]
["AC01F10","Filtration terminale clim. pièce 8RC71","U_CLIM000138","Remplacement filtre HEPA","MPS","CLIM","U222AC","10U","603 086,00","2029-07-04",3,1,0,"2 190,00",0,"BIOMED_ULIS","AC01F10Filtration terminale clim. pièce 8RC71U_CLIM000138Remplacement filtre HEPA10U2 190,00"]
["AC01F11","Filtration terminale clim. pièce 8RC71","U_CLIM000138","Remplacement filtre HEPA","MPS","CLIM","U222AC","10U","603 087,00","2029-07-04",3,1,0,"2 190,00",0,"BIOMED_ULIS","AC01F11Filtration terminale clim. pièce 8RC71U_CLIM000138Remplacement filtre HEPA10U2 190,00"]
["AC01F12","Filtration terminale n°12 clim. 8RC61","U_CLIM000138","Remplacement filtre HEPA","MPS","CLIM","U222AC","10U","603 088,00","2029-07-01",2,1,0,"2 190,00",0,"BIOMED_ULIS","AC01F12Filtration terminale n°12 clim. 8RC61U_CLIM000138Remplacement filtre HEPA10U2 190,00"]
["AC01F13","Filtration terminale n°13 clim. 8RC61","U_CLIM000138","Remplacement filtre HEPA","MPS","CLIM","U222AC","10U","603 089,00","2029-07-04",3,1,0,"2 190,00",0,"BIOMED_ULIS","AC01F13Filtration terminale n°13 clim. 8RC61U_CLIM000138Remplacement filtre HEPA10U2 190,00"]
["AC01F15","Filtration terminale clim. 8RC72","U_CLIM000138","Remplacement filtre HEPA","MPS","CLIM","U222AC","10U","603 090,00","2029-07-01",2,1,0,"2 190,00",0,"BIOMED_ULIS","AC01F15Filtration terminale clim. 8RC72U_CLIM000138Remplacement filtre HEPA10U2 190,00"]
["AC01F16","Filtration terminale n°16 clim. 8RC70","U_CLIM000138","Remplacement filtre HEPA","MPS","CLIM","U222AC","10U","603 091,00","2029-07-04",3,1,0,"2 190,00",0,"BIOMED_ULIS","AC01F16Filtration terminale n°16 clim. 8RC70U_CLIM000138Remplacement filtre HEPA10U2 190,00"]
["AC01F17","Filtration terminale n°17 clim. 8RC70","U_CLIM000138","Remplacement filtre HEPA","MPS","CLIM","U222AC","10U","603 092,00","2029-07-01",2,1,0,"2 190,00",0,"BIOMED_ULIS","AC01F17Filtration terminale n°17 clim. 8RC70U_CLIM000138Remplacement filtre HEPA10U2 190,00"]
["AC01F18","Filtration terminale n°18 clim. 8RC70","U_CLIM000138","Remplacement filtre HEPA","MPS","CLIM","U222AC","10U","603 093,00","2029-07-01",2,1,0,"2 190,00",0,"BIOMED_ULIS","AC01F18Filtration terminale n°18 clim. 8RC70U_CLIM000138Remplacement filtre HEPA10U2 190,00"]
["AC01F19","Filtration terminale n° 19 pièce 8RC123","U_CLIM000138","Remplacement filtre HEPA","MPS","CLIM","U222AC","10U","603 260,00","2029-07-01",2,1,0,"2 190,00",0,"BIOMED_ULIS",{"$f":"_xlfn.TEXTJOIN(\"\",TRUE,A706:D706,H706,N706)","v":"AC01F19Filtration terminale n° 19 pièce 8RC123U_CLIM000138Remplacement filtre HEPA10U2 190,00"}]
["AC01F20","Filtration terminale n°20 clim. 8RC123","U_CLIM000138","Remplacement filtre HEPA","MPS","CLIM","U222AC","10U","603 261,00","2029-07-01",2,1,0,"2 190,00",0,"BIOMED_ULIS","AC01F20Filtration terminale n°20 clim. 8RC123U_CLIM000138Remplacement filtre HEPA10U2 190,00"]
["AC01F28","Filtration terminale n°28 clim. 8RC62","U_CLIM000138","Remplacement filtre HEPA","MPS","CLIM","U222AC","10U","603 251,00","2029-07-01",2,1,0,"2 190,00",0,"BIOMED_ULIS","AC01F28Filtration terminale n°28 clim. 8RC62U_CLIM000138Remplacement filtre HEPA10U2 190,00"]
["AC01F29","Filtration terminale n°29 clim. 8RC62","U_CLIM000138","Remplacement filtre HEPA","MPS","CLIM","U222AC","10U","603 095,00","2029-07-01",2,1,0,"2 190,00",0,"BIOMED_ULIS","AC01F29Filtration terminale n°29 clim. 8RC62U_CLIM000138Remplacement filtre HEPA10U2 190,00"]
["AC01F30","Filtration terminale n°30 clim. 8RC62","U_CLIM000138","Remplacement filtre HEPA","MPS","CLIM","U222AC","10U","603 252,00","2029-07-29",2,1,0,"2 190,00",0,"BIOMED_ULIS","AC01F30Filtration terminale n°30 clim. 8RC62U_CLIM000138Remplacement filtre HEPA10U2 190,00"]
["AC01F31","Filtration terminale n°31 clim. 8RC62","U_CLIM000138","Remplacement filtre HEPA","MPS","CLIM","U222AC","10U","603 096,00","2029-07-01",2,1,0,"2 190,00",0,"BIOMED_ULIS","AC01F31Filtration terminale n°31 clim. 8RC62U_CLIM000138Remplacement filtre HEPA10U2 190,00"]
["AC01F32","Filtration terminale n°32 clim. 8RC62","U_CLIM000138","Remplacement filtre HEPA","MPS","CLIM","U222AC","10U","603 097,00","2029-07-26",2,1,0,"2 190,00",0,"BIOMED_ULIS","AC01F32Filtration terminale n°32 clim. 8RC62U_CLIM000138Remplacement filtre HEPA10U2 190,00"]
["AC01F33","Filtration terminale n°33 clim. 8RC62","U_CLIM000138","Remplacement filtre HEPA","MPS","CLIM","U222AC","10U","603 098,00","2029-07-01",2,1,0,"2 190,00",0,"BIOMED_ULIS","AC01F33Filtration terminale n°33 clim. 8RC62U_CLIM000138Remplacement filtre HEPA10U2 190,00"]
["AC01F34","Filtration terminale n°34 clim. 8RC62","U_CLIM000138","Remplacement filtre HEPA","MPS","CLIM","U222AC","10U","603 099,00","2029-07-01",2,1,0,"2 190,00",0,"BIOMED_ULIS","AC01F34Filtration terminale n°34 clim. 8RC62U_CLIM000138Remplacement filtre HEPA10U2 190,00"]
["AC01F35","Filtration terminale n°35 clim. 8RC62","U_CLIM000138","Remplacement filtre HEPA","MPS","CLIM","U222AC","10U","603 100,00","2029-07-01",2,1,0,"2 190,00",0,"BIOMED_ULIS","AC01F35Filtration terminale n°35 clim. 8RC62U_CLIM000138Remplacement filtre HEPA10U2 190,00"]
["AC01F36","Filtration terminale n°36 clim. 8RC62","U_CLIM000138","Remplacement filtre HEPA","MPS","CLIM","U222AC","10U","603 101,00","2029-08-01",2,1,0,"2 190,00",0,"BIOMED_ULIS","AC01F36Filtration terminale n°36 clim. 8RC62U_CLIM000138Remplacement filtre HEPA10U2 190,00"]
["AC01F37","Filtration terminale n°37 clim. 8RC62","U_CLIM000138","Remplacement filtre HEPA","MPS","CLIM","U222AC","10U","603 102,00","2029-07-01",2,1,0,"2 190,00",0,"BIOMED_ULIS","AC01F37Filtration terminale n°37 clim. 8RC62U_CLIM000138Remplacement filtre HEPA10U2 190,00"]
["AC01F38","Filtration terminale n°38 clim. 8RC62","U_CLIM000138","Remplacement filtre HEPA","MPS","CLIM","U222AC","10U","603 103,00","2029-07-01",2,1,0,"2 190,00",0,"BIOMED_ULIS","AC01F38Filtration terminale n°38 clim. 8RC62U_CLIM000138Remplacement filtre HEPA10U2 190,00"]
["AC01F39","Filtration terminale n°39 clim. 8RC62","U_CLIM000138","Remplacement filtre HEPA","MPS","CLIM","U222AC","10U","603 104,00","2029-07-01",2,1,0,"2 190,00",0,"BIOMED_ULIS","AC01F39Filtration terminale n°39 clim. 8RC62U_CLIM000138Remplacement filtre HEPA10U2 190,00"]
["AC01F40","Filtration terminale n°40 clim. 8RC62","U_CLIM000138","Remplacement filtre HEPA","MPS","CLIM","U222AC","10U","603 105,00","2029-07-01",2,1,0,"2 190,00",0,"BIOMED_ULIS","AC01F40Filtration terminale n°40 clim. 8RC62U_CLIM000138Remplacement filtre HEPA10U2 190,00"]
["AC01F41","Filtration terminale n°41 clim. 8RC62","U_CLIM000138","Remplacement filtre HEPA","MPS","CLIM","U222AC","10U","603 106,00","2029-07-01",2,1,0,"2 190,00",0,"BIOMED_ULIS","AC01F41Filtration terminale n°41 clim. 8RC62U_CLIM000138Remplacement filtre HEPA10U2 190,00"]
["AC01F42","Filtration terminale n°42 clim. 8RC62","U_CLIM000138","Remplacement filtre HEPA","MPS","CLIM","U222AC","10U","603 107,00","2029-07-01",2,1,0,"2 190,00",0,"BIOMED_ULIS","AC01F42Filtration terminale n°42 clim. 8RC62U_CLIM000138Remplacement filtre HEPA10U2 190,00"]
["AC01F43","Filtration terminale n°43 clim. 8RC62","U_CLIM000138","Remplacement filtre HEPA","MPS","CLIM","U222AC","10U","603 108,00","2029-07-01",2,1,0,"2 190,00",0,"BIOMED_ULIS","AC01F43Filtration terminale n°43 clim. 8RC62U_CLIM000138Remplacement filtre HEPA10U2 190,00"]
["AC01F44","Filtration terminale n°44 clim. 8RC62","U_CLIM000138","Remplacement filtre HEPA","MPS","CLIM","U222AC","10U","603 109,00","2029-07-01",2,1,0,"2 190,00",0,"BIOMED_ULIS","AC01F44Filtration terminale n°44 clim. 8RC62U_CLIM000138Remplacement filtre HEPA10U2 190,00"]
["AC01F45","Filtration terminale n°45 clim. 8RC62","U_CLIM000138","Remplacement filtre HEPA","MPS","CLIM","U222AC","10U","603 110,00","2029-07-01",2,1,0,"2 190,00",0,"BIOMED_ULIS","AC01F45Filtration terminale n°45 clim. 8RC62U_CLIM000138Remplacement filtre HEPA10U2 190,00"]
["AC01F46","Filtration terminale n°46 clim. 8RC62","U_CLIM000138","Remplacement filtre HEPA","MPS","CLIM","U222AC","10U","603 111,00","2029-07-01",2,1,0,"2 190,00",0,"BIOMED_ULIS","AC01F46Filtration terminale n°46 clim. 8RC62U_CLIM000138Remplacement filtre HEPA10U2 190,00"]
["AC01F47","Filtration terminale n°47 clim. 8RC62","U_CLIM000138","Remplacement filtre HEPA","MPS","CLIM","U222AC","10U","603 112,00","2029-07-01",2,1,0,"2 190,00",0,"BIOMED_ULIS","AC01F47Filtration terminale n°47 clim. 8RC62U_CLIM000138Remplacement filtre HEPA10U2 190,00"]
["AC01F48","Filtration terminale n°48 clim. 8RC62","U_CLIM000138","Remplacement filtre HEPA","MPS","CLIM","U222AC","10U","603 113,00","2029-07-01",2,1,0,"2 190,00",0,"BIOMED_ULIS","AC01F48Filtration terminale n°48 clim. 8RC62U_CLIM000138Remplacement filtre HEPA10U2 190,00"]
["AC01F49","Filtration terminale n°49 clim. 8RC67","U_CLIM000138","Remplacement filtre HEPA","MPS","CLIM","U222AC","10U","603 114,00","2029-07-01",2,1,0,"2 190,00",0,"BIOMED_ULIS","AC01F49Filtration terminale n°49 clim. 8RC67U_CLIM000138Remplacement filtre HEPA10U2 190,00"]
["AC01F05","Filtration terminale  n° 5 clim. 8RC74","U_CLIM000138","Remplacement filtre HEPA","MPS","CLIM","U222AC","10U","603 082,00","2029-08-01",2,1,0,"2 190,00",0,"BIOMED_ULIS","AC01F05Filtration terminale  n° 5 clim. 8RC74U_CLIM000138Remplacement filtre HEPA10U2 190,00"]
["AC06F01","Filtration terminale n°01 clim. 8RC60","U_CLIM000138","Remplacement filtre HEPA","MPS","CLIM","U222AC","10U","603 119,00","2029-07-04",3,1,0,"2 190,00",0,"BIOMED_ULIS","AC06F01Filtration terminale n°01 clim. 8RC60U_CLIM000138Remplacement filtre HEPA10U2 190,00"]
["AC06F02","Filtration terminale n°02 clim. 8RC60","U_CLIM000138","Remplacement filtre HEPA","MPS","CLIM","U222AC","10U","603 120,00","2029-07-04",3,1,0,"2 190,00",0,"BIOMED_ULIS","AC06F02Filtration terminale n°02 clim. 8RC60U_CLIM000138Remplacement filtre HEPA10U2 190,00"]
["AC06F03","Filtration terminale n°03 clim. 8RC60","U_CLIM000138","Remplacement filtre HEPA","MPS","CLIM","U222AC","10U","603 121,00","2029-07-04",3,1,0,"2 190,00",0,"BIOMED_ULIS","AC06F03Filtration terminale n°03 clim. 8RC60U_CLIM000138Remplacement filtre HEPA10U2 190,00"]
["AC06F04","Filtration terminale n°04 clim. 8rc59","U_CLIM000138","Remplacement filtre HEPA","MPS","CLIM","U222AC","10U","423 409,00","2029-08-14",3,1,0,"2 190,00",0,"BIOMED_ULIS","AC06F04Filtration terminale n°04 clim. 8rc59U_CLIM000138Remplacement filtre HEPA10U2 190,00"]
["AC06F05","Filtration terminale n°05 clim. 8rc59","U_CLIM000138","Remplacement filtre HEPA","MPS","CLIM","U222AC","10U","603 122,00","2029-07-04",3,1,0,"2 190,00",0,"BIOMED_ULIS","AC06F05Filtration terminale n°05 clim. 8rc59U_CLIM000138Remplacement filtre HEPA10U2 190,00"]
["AC07F01","Filtration terminale n°01 clim. 8rc99","U_CLIM000138","Remplacement filtre HEPA","MPS","CLIM","U222AC","10U","460 445,00","2025-12-24",2,1,0,"2 190,00",0,"BIOMED_ULIS","AC07F01Filtration terminale n°01 clim. 8rc99U_CLIM000138Remplacement filtre HEPA10U2 190,00"]
["AC07F02","Filtration terminale n°02 clim. 8rc102","U_CLIM000138","Remplacement filtre HEPA","MPS","CLIM","U222AC","10U","460 446,00","2025-12-24",2,1,0,"2 190,00",0,"BIOMED_ULIS","AC07F02Filtration terminale n°02 clim. 8rc102U_CLIM000138Remplacement filtre HEPA10U2 190,00"]
["AC07F03","Filtration terminale n°03 clim. 8rc102","U_CLIM000138","Remplacement filtre HEPA","MPS","CLIM","U222AC","10U","460 447,00","2025-12-28",2,1,0,"2 190,00",0,"BIOMED_ULIS","AC07F03Filtration terminale n°03 clim. 8rc102U_CLIM000138Remplacement filtre HEPA10U2 190,00"]
["AC07F04","Filtration terminale n°04 clim. 8rc102","U_CLIM000138","Remplacement filtre HEPA","MPS","CLIM","U222AC","10U","460 448,00","2025-12-24",2,1,0,"2 190,00",0,"BIOMED_ULIS","AC07F04Filtration terminale n°04 clim. 8rc102U_CLIM000138Remplacement filtre HEPA10U2 190,00"]
["AC08F01","Filtration terminal n°01 clim. 1ss28","U_CLIM000138","Remplacement filtre HEPA","MPS","CLIM","U222AC","10U","428 072,00","2024-12-15",2,1,0,"2 190,00",0,"BIOMED_ULIS","AC08F01Filtration terminal n°01 clim. 1ss28U_CLIM000138Remplacement filtre HEPA10U2 190,00"]
["AC08F02","Filtration terminal n°02 clim. 1ss28","U_CLIM000138","Remplacement filtre HEPA","MPS","CLIM","U222AC","10U","428 073,00","2024-12-15",2,1,0,"2 190,00",0,"BIOMED_ULIS","AC08F02Filtration terminal n°02 clim. 1ss28U_CLIM000138Remplacement filtre HEPA10U2 190,00"]
["AC08F03","Filtration terminal n°03 clim. 1ss28","U_CLIM000138","Remplacement filtre HEPA","MPS","CLIM","U222AC","10U","428 074,00","2024-12-16",2,1,0,"2 190,00",0,"BIOMED_ULIS","AC08F03Filtration terminal n°03 clim. 1ss28U_CLIM000138Remplacement filtre HEPA10U2 190,00"]
["AC08F04","Filtration terminal n°04 clim. 1ss28","U_CLIM000138","Remplacement filtre HEPA","MPS","CLIM","U222AC","10U","428 075,00","2024-12-16",2,1,0,"2 190,00",0,"BIOMED_ULIS","AC08F04Filtration terminal n°04 clim. 1ss28U_CLIM000138Remplacement filtre HEPA10U2 190,00"]
["AC08F05","Filtration terminal n°05 clim. 1ss28","U_CLIM000138","Remplacement filtre HEPA","MPS","CLIM","U222AC","10U","428 076,00","2024-12-16",2,1,0,"2 190,00",0,"BIOMED_ULIS","AC08F05Filtration terminal n°05 clim. 1ss28U_CLIM000138Remplacement filtre HEPA10U2 190,00"]
["AC08F06","Filtration terminal n°06 clim. 1ss28","U_CLIM000138","Remplacement filtre HEPA","MPS","CLIM","U222AC","10U","612 899,00","2029-08-01",2,1,0,"2 190,00",0,"BIOMED_ULIS","AC08F06Filtration terminal n°06 clim. 1ss28U_CLIM000138Remplacement filtre HEPA10U2 190,00"]
["AC08F07","Filtration terminal n°07 clim. 1ss31","U_CLIM000138","Remplacement filtre HEPA","MPS","CLIM","U222AC","10U","428 078,00","2024-12-16",2,1,0,"2 190,00",0,"BIOMED_ULIS","AC08F07Filtration terminal n°07 clim. 1ss31U_CLIM000138Remplacement filtre HEPA10U2 190,00"]
["AC08F08","Filtration terminal n°08 clim. 1ss31","U_CLIM000138","Remplacement filtre HEPA","MPS","CLIM","U222AC","10U","428 079,00","2024-12-15",2,1,0,"2 190,00",0,"BIOMED_ULIS","AC08F08Filtration terminal n°08 clim. 1ss31U_CLIM000138Remplacement filtre HEPA10U2 190,00"]
["AC08F09","Filtration terminal n°09 clim. 1ss31","U_CLIM000138","Remplacement filtre HEPA","MPS","CLIM","U222AC","10U","428 080,00","2024-12-15",2,1,0,"2 190,00",0,"BIOMED_ULIS","AC08F09Filtration terminal n°09 clim. 1ss31U_CLIM000138Remplacement filtre HEPA10U2 190,00"]
["AC08F10","Filtration terminal n°10 clim. 1ss35","U_CLIM000138","Remplacement filtre HEPA","MPS","CLIM","U222AC","10U","428 081,00","2024-12-15",2,1,0,"2 190,00",0,"BIOMED_ULIS","AC08F10Filtration terminal n°10 clim. 1ss35U_CLIM000138Remplacement filtre HEPA10U2 190,00"]
["AC27F14","Filtration terminale n°14 clim. 8rc07","U_CLIM000138","Remplacement filtre HEPA","MPS","CLIM","U222AC","10U","444 766,00","2025-07-21",2,1,0,"2 190,00",0,"BIOMED_ULIS","AC27F14Filtration terminale n°14 clim. 8rc07U_CLIM000138Remplacement filtre HEPA10U2 190,00"]
["AC27F15","Filtration terminale n°15 clim. 8rc08","U_CLIM000138","Remplacement filtre HEPA","MPS","CLIM","U222AC","10U","444 767,00","2025-07-20",2,1,0,"2 190,00",0,"BIOMED_ULIS","AC27F15Filtration terminale n°15 clim. 8rc08U_CLIM000138Remplacement filtre HEPA10U2 190,00"]
["AC38F03","Filtration terminale n°03 clim. 8rc34","U_CLIM000138","Remplacement filtre HEPA","MPS","CLIM","U222AC","10U","645 816,00","2030-07-23",2,1,0,"2 190,00",0,"BIOMED_ULIS","AC38F03Filtration terminale n°03 clim. 8rc34U_CLIM000138Remplacement filtre HEPA10U2 190,00"]
["AC38F04","Filtration terminale n°04 clim. 8rc34","U_CLIM000138","Remplacement filtre HEPA","MPS","CLIM","U222AC","10U","645 817,00","2030-07-23",2,1,0,"2 190,00",0,"BIOMED_ULIS","AC38F04Filtration terminale n°04 clim. 8rc34U_CLIM000138Remplacement filtre HEPA10U2 190,00"]
["AC38F05","Filtration terminale n°05 clim. 8rc34","U_CLIM000138","Remplacement filtre HEPA","MPS","CLIM","U222AC","10U","645 818,00","2030-07-23",2,1,0,"2 190,00",0,"BIOMED_ULIS","AC38F05Filtration terminale n°05 clim. 8rc34U_CLIM000138Remplacement filtre HEPA10U2 190,00"]
["AC38F06","Filtration terminale n°06 clim. 8rc34","U_CLIM000138","Remplacement filtre HEPA","MPS","CLIM","U222AC","10U","645 819,00","2030-07-23",2,1,0,"2 190,00",0,"BIOMED_ULIS","AC38F06Filtration terminale n°06 clim. 8rc34U_CLIM000138Remplacement filtre HEPA10U2 190,00"]
["AC38F07","Filtration terminale n°07 clim. 8rc33","U_CLIM000138","Remplacement filtre HEPA","MPS","CLIM","U222AC","10U","645 820,00","2030-07-01",2,1,0,"2 190,00",0,"BIOMED_ULIS","AC38F07Filtration terminale n°07 clim. 8rc33U_CLIM000138Remplacement filtre HEPA10U2 190,00"]
["AC38F08","Filtration terminale n°08 clim. 8rc31","U_CLIM000138","Remplacement filtre HEPA","MPS","CLIM","U222AC","10U","645 821,00","2030-07-28",2,1,0,"2 190,00",0,"BIOMED_ULIS","AC38F08Filtration terminale n°08 clim. 8rc31U_CLIM000138Remplacement filtre HEPA10U2 190,00"]
["AC38F09","Filtration terminale n°09 clim. 8rc32","U_CLIM000138","Remplacement filtre HEPA","MPS","CLIM","U222AC","10U","645 822,00","2030-07-28",2,1,0,"2 190,00",0,"BIOMED_ULIS","AC38F09Filtration terminale n°09 clim. 8rc32U_CLIM000138Remplacement filtre HEPA10U2 190,00"]
["AC38F10","Filtration terminale n°10 clim. 8rc32","U_CLIM000138","Remplacement filtre HEPA","MPS","CLIM","U222AC","10U","645 823,00","2030-07-28",2,1,0,"2 190,00",0,"BIOMED_ULIS","AC38F10Filtration terminale n°10 clim. 8rc32U_CLIM000138Remplacement filtre HEPA10U2 190,00"]
["AC38F11","Filtration terminale n°11 clim. 8rc32","U_CLIM000138","Remplacement filtre HEPA","MPS","CLIM","U222AC","10U","645 824,00","2030-07-28",2,1,0,"2 190,00",0,"BIOMED_ULIS","AC38F11Filtration terminale n°11 clim. 8rc32U_CLIM000138Remplacement filtre HEPA10U2 190,00"]
["AC38F12","Filtration terminale n°12 clim. 8rc32","U_CLIM000138","Remplacement filtre HEPA","MPS","CLIM","U222AC","10U","645 825,00","2030-07-28",2,1,0,"2 190,00",0,"BIOMED_ULIS","AC38F12Filtration terminale n°12 clim. 8rc32U_CLIM000138Remplacement filtre HEPA10U2 190,00"]
["AC38F13","Filtration terminale n°13 clim. 8rc32","U_CLIM000138","Remplacement filtre HEPA","MPS","CLIM","U222AC","10U","645 826,00","2030-07-28",2,1,0,"2 190,00",0,"BIOMED_ULIS","AC38F13Filtration terminale n°13 clim. 8rc32U_CLIM000138Remplacement filtre HEPA10U2 190,00"]
["AC38F14","Filtration terminale n°14 clim. 8rc32","U_CLIM000138","Remplacement filtre HEPA","MPS","CLIM","U222AC","10U","645 827,00","2030-07-28",2,1,0,"2 190,00",0,"BIOMED_ULIS","AC38F14Filtration terminale n°14 clim. 8rc32U_CLIM000138Remplacement filtre HEPA10U2 190,00"]
["AC07F11","Filtration terminale n°11 clim. 8rc104","U_CLIM000138","Remplacement filtre HEPA","MPS","CLIM","U222AC","10U","460 452,00","2025-12-24",2,1,0,"2 190,00",0,"BIOMED_ULIS","AC07F11Filtration terminale n°11 clim. 8rc104U_CLIM000138Remplacement filtre HEPA10U2 190,00"]
["AC07F12","Filtration terminale n°12 clim. 8rc104","U_CLIM000138","Remplacement filtre HEPA","MPS","CLIM","U222AC","10U","460 453,00","2025-12-24",2,1,0,"2 190,00",0,"BIOMED_ULIS","AC07F12Filtration terminale n°12 clim. 8rc104U_CLIM000138Remplacement filtre HEPA10U2 190,00"]
["AC07F13","Filtration terminale n°13clim. 8rc104","U_CLIM000138","Remplacement filtre HEPA","MPS","CLIM","U222AC","10U","460 454,00","2025-12-24",2,1,0,"2 190,00",0,"BIOMED_ULIS","AC07F13Filtration terminale n°13clim. 8rc104U_CLIM000138Remplacement filtre HEPA10U2 190,00"]
["AC07F14","Filtration terminale n°14 clim. 8rc104","U_CLIM000138","Remplacement filtre HEPA","MPS","CLIM","U222AC","10U","460 455,00","2025-12-24",2,1,0,"2 190,00",0,"BIOMED_ULIS","AC07F14Filtration terminale n°14 clim. 8rc104U_CLIM000138Remplacement filtre HEPA10U2 190,00"]
["AC77F05","Filtration terminale n°05 clim. 8rc103","U_CLIM000138","Remplacement filtre HEPA","MPS","CLIM","U222AC","10U","617 244,00","2029-11-28",2,1,0,"2 190,00",0,"BIOMED_ULIS","AC77F05Filtration terminale n°05 clim. 8rc103U_CLIM000138Remplacement filtre HEPA10U2 190,00"]
["AC77F07","Filtration terminale n°07 clim. 8rc103","U_CLIM000138","Remplacement filtre HEPA","MPS","CLIM","U222AC","10U","617 246,00","2029-11-28",2,1,0,"2 190,00",0,"BIOMED_ULIS","AC77F07Filtration terminale n°07 clim. 8rc103U_CLIM000138Remplacement filtre HEPA10U2 190,00"]
["AC77F08","Filtration terminale n°08 clim. 8rc103","U_CLIM000138","Remplacement filtre HEPA","MPS","CLIM","U222AC","10U","617 247,00","2029-12-27",2,1,0,"2 190,00",0,"BIOMED_ULIS",{"$f":"_xlfn.TEXTJOIN(\"\",TRUE,A770:D770,H770,N770)","v":"AC77F08Filtration terminale n°08 clim. 8rc103U_CLIM000138Remplacement filtre HEPA10U2 190,00"}]
["GAMCMT14","Régulation temp produit GAMCT21","U_METR000012","Vérification PERIODIQUE température","MPS","DEF","U441","11U","644 052,00","2025-06-12",3,1,0,52,1,"BIOMED_ULIS","GAMCMT14Régulation temp produit GAMCT21U_METR000012Vérification PERIODIQUE température11U52"]
["GAMCMT16","Régulation temp produit GAMCT22","U_METR000012","Vérification PERIODIQUE température","MPS","DEF","U441","11U","644 053,00","2025-06-12",3,1,0,52,1,"BIOMED_ULIS","GAMCMT16Régulation temp produit GAMCT22U_METR000012Vérification PERIODIQUE température11U52"]
["GAMCMT18","Régulation temp produit GAMR20","U_METR000012","Vérification PERIODIQUE température","MPS","DEF","U441","11U","644 054,00","2025-06-12",3,1,0,52,1,"BIOMED_ULIS","GAMCMT18Régulation temp produit GAMR20U_METR000012Vérification PERIODIQUE température11U52"]
["GAMCMW05","Indication de poids GAMCT21","U_METR000013","Vérification PERIODIQUE température","MPS","DEF","U441","11U","619 498,00","2025-01-13",3,1,0,52,1,"BIOMED_ULIS","GAMCMW05Indication de poids GAMCT21U_METR000013Vérification PERIODIQUE température11U52"]
["GAMCMW06","Indication de poids GAMCT22","U_METR000013","Vérification PERIODIQUE température","MPS","DEF","U441","11U","619 499,00","2025-01-13",3,1,0,52,1,"BIOMED_ULIS","GAMCMW06Indication de poids GAMCT22U_METR000013Vérification PERIODIQUE température11U52"]
["GAMCMW07","Indication de poids GAMR20","U_METR000013","Vérification PERIODIQUE température","MPS","DEF","U441","11U","619 500,00","2025-01-13",3,1,0,52,1,"BIOMED_ULIS","GAMCMW07Indication de poids GAMR20U_METR000013Vérification PERIODIQUE température11U52"]
["GAMUR01","Enregistreur centrifugeuses Gamma","U_CURA015870","Achat et mise en service initiale","AME","AR","U441","11U",null,"3000-01-01",0,1,0,null,null,"BIOMED_ULIS","GAMUR01Enregistreur centrifugeuses GammaU_CURA015870Achat et mise en service initiale11U"]
["ACA1CT01","Caisson trait. labo. 1216/17/18/19","U_CLIM000002","Maintenance caisson de climatisation","MPS","DEF","U222AC","10U","632 919,00","2025-03-22",3,1,0,52,1,"BIOTECH_ULIS","ACA1CT01Caisson trait. labo. 1216/17/18/19U_CLIM000002Maintenance caisson de climatisation10U52"]
["ACA3CT03","Caisson trait. labo. 1204/05/06","U_CLIM000002","Maintenance caisson de climatisation","MPS","DEF","U222AC","10U","651 393,00","2024-12-21",3,1,0,13,1,"BIOTECH_ULIS","ACA3CT03Caisson trait. labo. 1204/05/06U_CLIM000002Maintenance caisson de climatisation10U13"]
["BAT03","Bâtiment 3","U_CURA015904","FLUOS HS","MC","AR","S244","AR",null,"3000-01-01",0,1,0,null,null,"BIOMED_ULIS","BAT03Bâtiment 3U_CURA015904FLUOS HSAR"]
["ACA4","Air climatisé recherche et dévelop. B1","U_CLIM000204","Nettoyage c. extraction et ventilation","MPS","DEF","U222AC","10U","153 099,00","2049-06-17",0,1,0,null,null,"BIOTECH_ULIS","ACA4Air climatisé recherche et dévelop. B1U_CLIM000204Nettoyage c. extraction et ventilation10U"]
["BAT0302","Bâtiment b3 2ème étage","U_CURA015942","Stores fenêtres cassés en 3215","MC","AR","S244","AR",null,"3000-01-01",0,1,0,null,null,"BIOMED_ULIS","BAT0302Bâtiment b3 2ème étageU_CURA015942Stores fenêtres cassés en 3215AR"]
["PECMT01","Affich + contrôle temp distrib éthanol","U_METR000012","Vérification PERIODIQUE température","MPS","DEF","U236PE","11U","648 510,00","2025-07-30",3,1,0,365,0,"BIOMED_ULIS","PECMT01Affich + contrôle temp distrib éthanolU_METR000012Vérification PERIODIQUE température11U365"]
["EXETALCMT53","Temp. Testostor cap. ext. n°20200000010","U_METR000012","Vérification PERIODIQUE température","MPS","DEF","U720","50U","472 432,00","2049-09-13",0,1,0,null,null,"BIOMED_ULIS","EXETALCMT53Temp. Testostor cap. ext. n°20200000010U_METR000012Vérification PERIODIQUE température50U"]
["EXETALCMT54","Temp. Testostor cap. ext. n°20200000004","U_METR000012","Vérification PERIODIQUE température","MPS","DEF","U720","50U","373 065,00","2049-09-17",0,1,0,null,null,"BIOMED_ULIS","EXETALCMT54Temp. Testostor cap. ext. n°20200000004U_METR000012Vérification PERIODIQUE température50U"]
["ALBCMT43","Affichage température pièce 8RC59","U_METR000012","Vérification PERIODIQUE température","MPS","DEF","U222AC","11U","643 551,00","2025-05-07",3,1,0,52,1,"BIOMED_ULIS","ALBCMT43Affichage température pièce 8RC59U_METR000012Vérification PERIODIQUE température11U52"]
["AC06CMT02","Indicat. temp. pièce 8RC60 sur SCC UFALB/ALBTB","U_METR000012","Vérification PERIODIQUE température","MPS","DEF","U222AC","11U","109 382,00","2049-12-21",0,1,0,null,null,"BIOMED_ULIS","AC06CMT02Indicat. temp. pièce 8RC60 sur SCC UFALB/ALBTBU_METR000012Vérification PERIODIQUE température11U"]
["GW77CMT01","Régulation temp.  Caloporteur PLAT001","U_METR000012","Vérification PERIODIQUE température","MPS","DEF","U222GW","11U","619 276,00","2024-12-16",3,1,0,52,1,"BIOMED_ULIS","GW77CMT01Régulation temp.  Caloporteur PLAT001U_METR000012Vérification PERIODIQUE température11U52"]
["BAT11CMT101","Enreg Temp ambiance CF 01 /BAT11ARM01","U_METR000012","Vérification PERIODIQUE température","MPS","DEF","U406","10U","110 011,00","2049-12-29",0,1,0,null,null,"BIOMED_ULIS","BAT11CMT101Enreg Temp ambiance CF 01 /BAT11ARM01U_METR000012Vérification PERIODIQUE température10U"]
["BAT11CMT102","Enreg Temp ambiance CF 02 /BAT11ARM01","U_METR000012","Vérification PERIODIQUE température","MPS","DEF","U406","10U","110 012,00","2049-12-29",0,1,0,null,null,"BIOMED_ULIS","BAT11CMT102Enreg Temp ambiance CF 02 /BAT11ARM01U_METR000012Vérification PERIODIQUE température10U"]
["BAT11CMT202","Enreg temp produit CF 02 / BAT11ARM01","U_METR000012","Vérification PERIODIQUE température","MPS","DEF","U406","10U","101 385,00","2049-09-19",0,1,0,null,null,"BIOMED_ULIS","BAT11CMT202Enreg temp produit CF 02 / BAT11ARM01U_METR000012Vérification PERIODIQUE température10U"]
["BAT11CMT104","Enreg Temp ambiance CF 04 /BAT11ARM01","U_METR000012","Vérification PERIODIQUE température","MPS","DEF","U406","10U","110 014,00","2049-12-29",0,1,0,null,null,"BIOMED_ULIS","BAT11CMT104Enreg Temp ambiance CF 04 /BAT11ARM01U_METR000012Vérification PERIODIQUE température10U"]
["BAT11CMT204","Enreg temp produit CF 04 / BAT11ARM01","U_METR000012","Vérification PERIODIQUE température","MPS","DEF","U406","10U","101 387,00","2049-09-19",0,1,0,null,null,"BIOMED_ULIS","BAT11CMT204Enreg temp produit CF 04 / BAT11ARM01U_METR000012Vérification PERIODIQUE température10U"]
["BAT11CMT105","Enreg Temp ambiance CF 05 /BAT11ARM01","U_METR000012","Vérification PERIODIQUE température","MPS","DEF","U406","10U","132 283,00","3000-01-01",0,1,0,null,null,"BIOMED_ULIS","BAT11CMT105Enreg Temp ambiance CF 05 /BAT11ARM01U_METR000012Vérification PERIODIQUE température10U"]
["BAT11CMT205","Enreg temp produit CF 05 / BAT11ARM01","U_METR000012","Vérification PERIODIQUE température","MPS","DEF","U406","10U","101 388,00","2049-09-19",0,1,0,null,null,"BIOMED_ULIS","BAT11CMT205Enreg temp produit CF 05 / BAT11ARM01U_METR000012Vérification PERIODIQUE température10U"]
["BAT11CMT106","Enreg Temp ambiance CF 06 /BAT11ARM01","U_METR000012","Vérification PERIODIQUE température","MPS","DEF","U406","10U","110 016,00","2049-12-29",0,1,0,null,null,"BIOMED_ULIS","BAT11CMT106Enreg Temp ambiance CF 06 /BAT11ARM01U_METR000012Vérification PERIODIQUE température10U"]
["BAT11CMT206","Enreg temp produit CF 06 / BAT11ARM01","U_METR000012","Vérification PERIODIQUE température","MPS","DEF","U406","10U","101 389,00","2049-09-19",0,1,0,null,null,"BIOMED_ULIS","BAT11CMT206Enreg temp produit CF 06 / BAT11ARM01U_METR000012Vérification PERIODIQUE température10U"]
["BAT11CMT112","Enreg Temp ambiance CF 12 /BAT11ARM01","U_METR000012","Vérification PERIODIQUE température","MPS","DEF","U406","10U","110 018,00","2049-12-29",0,1,0,null,null,"BIOMED_ULIS","BAT11CMT112Enreg Temp ambiance CF 12 /BAT11ARM01U_METR000012Vérification PERIODIQUE température10U"]
["BAT11CMT212","Enreg temp produit CF 12 / BAT11ARM01","U_METR000012","Vérification PERIODIQUE température","MPS","DEF","U406","10U","101 390,00","2049-09-19",0,1,0,null,null,"BIOMED_ULIS","BAT11CMT212Enreg temp produit CF 12 / BAT11ARM01U_METR000012Vérification PERIODIQUE température10U"]
["BAT11CMT201","Enreg temp produit CF 01 / BAT11ARM01","U_METR000012","Vérification PERIODIQUE température","MPS","DEF","U168","10U","101 384,00","2049-09-19",0,1,0,null,null,"BIOMED_ULIS","BAT11CMT201Enreg temp produit CF 01 / BAT11ARM01U_METR000012Vérification PERIODIQUE température10U"]
["MFPRLYO06","Lyophilisateur lyoflex 0,4 Edwards","U_CURA016381","Récupération du capteur de pression à Li","MC","AR","U868","AR",null,"3000-01-01",0,1,0,null,null,"BIOTECH_ULIS","MFPRLYO06Lyophilisateur lyoflex 0,4 EdwardsU_CURA016381Récupération du capteur de pression à LiAR"]
["ALBCMT43","Affichage température pièce 8RC59","U_METROLOGIE    12","Vérification CURATIVE température","MC","DEF","U222AC","11U","613 228,00","3000-01-01",0,1,0,null,null,"BIOMED_ULIS","ALBCMT43Affichage température pièce 8RC59U_METROLOGIE    12Vérification CURATIVE température11U"]
["AC06CMT02","Indicat. temp. pièce 8RC60 sur SCC UFALB/ALBTB","U_METROLOGIE    12","Vérification CURATIVE température","MC","DEF","U222AC","11U","154 781,00","3000-01-01",0,1,0,null,null,"BIOMED_ULIS","AC06CMT02Indicat. temp. pièce 8RC60 sur SCC UFALB/ALBTBU_METROLOGIE    12Vérification CURATIVE température11U"]
["ALBCMP03","Affichage pression canal UF","U_METROLOGIE    15","Vérification CURATIVE pression","MC","DEF","U440","11U","612 736,00","3000-01-01",0,1,0,null,null,"BIOMED_ULIS","ALBCMP03Affichage pression canal UFU_METROLOGIE    15Vérification CURATIVE pression11U"]
["ALBCMS05","Régulation vitesse agitateur ALBR005","U_METROLOGIE    14","Vérification CURATIVE mesure vitesse","MC","DEF","U440","11U","660 552,00","3000-01-01",0,1,0,null,null,"BIOMED_ULIS","ALBCMS05Régulation vitesse agitateur ALBR005U_METROLOGIE    14Vérification CURATIVE mesure vitesse11U"]
["ALBCMS06","Régulation vitesse agitateur ALBR006","U_METROLOGIE    14","Vérification CURATIVE mesure vitesse","MC","DEF","U440","11U","660 553,00","3000-01-01",0,1,0,null,null,"BIOMED_ULIS","ALBCMS06Régulation vitesse agitateur ALBR006U_METROLOGIE    14Vérification CURATIVE mesure vitesse11U"]
["ALBCMT02","Affichage température sortie canal UF","U_METROLOGIE    12","Vérification CURATIVE température","MC","DEF","U440","11U","612 735,00","3000-01-01",0,1,0,null,null,"BIOMED_ULIS","ALBCMT02Affichage température sortie canal UFU_METROLOGIE    12Vérification CURATIVE température11U"]
["ALBCMT13","Indication température alcool ALBR004","U_METROLOGIE    12","Vérification CURATIVE température","MC","DEF","U440","11U","556 936,00","3000-01-01",0,1,0,null,null,"BIOMED_ULIS","ALBCMT13Indication température alcool ALBR004U_METROLOGIE    12Vérification CURATIVE température11U"]
["ALBCMT14","Régulation température produit ALBR004","U_METROLOGIE    12","Vérification CURATIVE température","MC","DEF","U440","11U","654 237,00","3000-01-01",0,1,0,null,null,"BIOMED_ULIS","ALBCMT14Régulation température produit ALBR004U_METROLOGIE    12Vérification CURATIVE température11U"]
["ALBCMT16","Indication température alcool ALBR005","U_METROLOGIE    12","Vérification CURATIVE température","MC","DEF","U440","11U","556 883,00","3000-01-01",0,1,0,null,null,"BIOMED_ULIS","ALBCMT16Indication température alcool ALBR005U_METROLOGIE    12Vérification CURATIVE température11U"]
["ALBCMT17","Régulation température produit ALBR005","U_METROLOGIE    12","Vérification CURATIVE température","PRO","DEF","U440","11U","656 803,00","3000-01-01",0,1,0,null,null,"BIOMED_ULIS","ALBCMT17Régulation température produit ALBR005U_METROLOGIE    12Vérification CURATIVE température11U"]
["ALBCMT19","Indication température alcool ALBR006","U_METROLOGIE    12","Vérification CURATIVE température","MC","DEF","U440","11U","556 947,00","3000-01-01",0,1,0,null,null,"BIOMED_ULIS","ALBCMT19Indication température alcool ALBR006U_METROLOGIE    12Vérification CURATIVE température11U"]
["ALBCMT20","Régulation température produit ALBR006","U_METROLOGIE    12","Vérification CURATIVE température","MC","DEF","U440","11U","657 235,00","3000-01-01",0,1,0,null,null,"BIOMED_ULIS","ALBCMT20Régulation température produit ALBR006U_METROLOGIE    12Vérification CURATIVE température11U"]
["ALBCMT28","Affichage temp cuve tampons ALBCT02","U_METROLOGIE    12","Vérification CURATIVE température","MC","DEF","U440","11U",null,"2030-12-31",0,1,0,null,null,"BIOMED_ULIS","ALBCMT28Affichage temp cuve tampons ALBCT02U_METROLOGIE    12Vérification CURATIVE température11U"]
["EXALBCMW011","Balance Mettler 60 kg/20 g","U_METROLOGIE    03","Vérifcation CURATIVE balance 31/150Kg","MC","DEF","U440","11U","584 513,00","3000-01-01",0,1,0,null,null,"BIOMED_ULIS","EXALBCMW011Balance Mettler 60 kg/20 gU_METROLOGIE    03Vérifcation CURATIVE balance 31/150Kg11U"]
["PLACMW06","Balance Mettler 60kg","U_METROLOGIE    03","Vérifcation CURATIVE balance 31/150Kg","MC","DEF","U440","11U","650 557,00","3000-01-01",0,1,0,null,null,"BIOMED_ULIS","PLACMW06Balance Mettler 60kgU_METROLOGIE    03Vérifcation CURATIVE balance 31/150Kg11U"]
["ALBCMW06","Indication de poids ALBR005","U_METROLOGIE    13","Vérification CURATIVE pesons","PRO","METR","U440","11U","657 950,00","3000-01-01",0,1,0,null,null,"BIOMED_ULIS","ALBCMW06Indication de poids ALBR005U_METROLOGIE    13Vérification CURATIVE pesons11U"]
["ALBCMW07","Indication de poids ALBR006","U_METROLOGIE    13","Vérification CURATIVE pesons","MC","DEF","U440","11U","657 951,00","3000-01-01",0,1,0,null,null,"BIOMED_ULIS","ALBCMW07Indication de poids ALBR006U_METROLOGIE    13Vérification CURATIVE pesons11U"]
["EXBCHCMW610","Balance Mettler 101g/0,1mg","U_METROLOGIE    01","Vérification CURATIVE balance 0/30Kg","MC","DEF","U624UAP","11U","125 472,00","3000-01-01",0,1,0,null,null,"BIOMED_ULIS","EXBCHCMW610Balance Mettler 101g/0,1mgU_METROLOGIE    01Vérification CURATIVE balance 0/30Kg11U"]
["CACMM01","Ind. point rosé sortie séch.air comprimé","U_METROLOGIE    23","Vérification CURATIVE hygrométrique","MC","DEF","U222CA","10U",null,"2030-12-31",0,1,0,null,null,"BIOMED_ULIS","CACMM01Ind. point rosé sortie séch.air compriméU_METROLOGIE    23Vérification CURATIVE hygrométrique10U"]
["PACMW02","Balance Mettler 3100g/0,1 g","U_METROLOGIE    01","Vérification CURATIVE balance 0/30Kg","MC","DEF","U880","70U",null,"2030-12-31",0,1,0,null,null,"BIOTECH_ULIS","PACMW02Balance Mettler 3100g/0,1 gU_METROLOGIE    01Vérification CURATIVE balance 0/30Kg70U"]
["CBCMW405","Balance Sartorius 31g/0,1mg","U_METROLOGIE    01","Vérification CURATIVE balance 0/30Kg","MC","DEF","U855","70U",null,"2030-12-31",0,1,0,null,null,"BIOTECH_ULIS","CBCMW405Balance Sartorius 31g/0,1mgU_METROLOGIE    01Vérification CURATIVE balance 0/30Kg70U"]
["CBCMW411","Balance Sartorius 610g/0,01g","U_METROLOGIE    01","Vérification CURATIVE balance 0/30Kg","MC","DEF","U855","70U","52 797,00","3000-01-01",0,1,0,null,null,"BIOTECH_ULIS","CBCMW411Balance Sartorius 610g/0,01gU_METROLOGIE    01Vérification CURATIVE balance 0/30Kg70U"]
["EXCHACMW609","Balance Mettler 405g/1mg","U_METROLOGIE    01","Vérification CURATIVE balance 0/30Kg","MC","DEF","U624UAP","22U","38 689,00","3000-01-01",0,1,0,null,null,"BIOMED_ULIS","EXCHACMW609Balance Mettler 405g/1mgU_METROLOGIE    01Vérification CURATIVE balance 0/30Kg22U"]
["DE2CML03","Affichage Niveau caloporteur C21","U_METROLOGIE    24","Vérification CURATIVE de niveau","MC","DEF","U441","11U","390 781,00","2050-01-01",0,1,0,null,null,"BIOMED_ULIS","DE2CML03Affichage Niveau caloporteur C21U_METROLOGIE    24Vérification CURATIVE de niveau11U"]
["DE2CMT03","Affichage Température caloporteur C21","U_METROLOGIE    12","Vérification CURATIVE température","MC","DEF","U441","11U","87 826,00","3000-01-01",0,1,0,null,null,"BIOMED_ULIS","DE2CMT03Affichage Température caloporteur C21U_METROLOGIE    12Vérification CURATIVE température11U"]
["DE3CML04","Affichage Niveau caloporteur C22","U_METROLOGIE    24","Vérification CURATIVE de niveau","MC","DEF","U441","11U","502 214,00","2050-01-01",0,1,0,null,null,"BIOMED_ULIS","DE3CML04Affichage Niveau caloporteur C22U_METROLOGIE    24Vérification CURATIVE de niveau11U"]
["DE3CMT04","Affichage Température caloporteur C22","U_METROLOGIE    12","Vérification CURATIVE température","MC","DEF","U441","11U","624 505,00","3000-01-01",0,1,0,null,null,"BIOMED_ULIS","DE3CMT04Affichage Température caloporteur C22U_METROLOGIE    12Vérification CURATIVE température11U"]
["DECML01","Affichage niveau du réservoir DET0001","U_METROLOGIE    24","Vérification CURATIVE de niveau","MC","DEF","U410","11U","156 612,00","3000-01-01",0,1,0,null,null,"BIOMED_ULIS","DECML01Affichage niveau du réservoir DET0001U_METROLOGIE    24Vérification CURATIVE de niveau11U"]
["DECMT01","Régulation calo éthanol de PLAC01","U_METROLOGIE    12","Vérification CURATIVE température","MC","DEF","U222GW","11U","659 318,00","3000-01-01",0,1,0,null,null,"BIOMED_ULIS","DECMT01Régulation calo éthanol de PLAC01U_METROLOGIE    12Vérification CURATIVE température11U"]
["DECMT02","Régulation calo éthanol de PLAC02","U_METROLOGIE    12","Vérification CURATIVE température","MC","DEF","U222GW","11U","659 322,00","3000-01-01",0,1,0,null,null,"BIOMED_ULIS","DECMT02Régulation calo éthanol de PLAC02U_METROLOGIE    12Vérification CURATIVE température11U"]
["BAT11CMT107","Enreg Temp ambiance CF 07 /BAT11ARM01","U_METROLOGIE    12","Vérification CURATIVE température","MC","DEF","U406","10U","65 624,00","3000-01-01",0,1,0,null,null,"BIOMED_ULIS","BAT11CMT107Enreg Temp ambiance CF 07 /BAT11ARM01U_METROLOGIE    12Vérification CURATIVE température10U"]
["BAT11CMT307","Affichage température ambiance EPL2CF07","U_METROLOGIE    12","Vérification CURATIVE température","MC","DEF","U406","10U","65 609,00","3000-01-01",0,1,0,null,null,"BIOMED_ULIS","BAT11CMT307Affichage température ambiance EPL2CF07U_METROLOGIE    12Vérification CURATIVE température10U"]
["EXGAMCMS01","Régulation vitesse agitateur GAMR007","U_METROLOGIE    14","Vérification CURATIVE mesure vitesse","MC","DEF","U441","11U","374 701,00","2050-01-01",0,1,0,null,null,"BIOMED_ULIS",{"$f":"_xlfn.TEXTJOIN(\"\",TRUE,A834:D834,H834,N834)","v":"EXGAMCMS01Régulation vitesse agitateur GAMR007U_METROLOGIE    14Vérification CURATIVE mesure vitesse11U"}]
["GAMCMS02","Régulation vitesse agitateur GAMR008","U_METROLOGIE    14","Vérification CURATIVE mesure vitesse","MC","DEF","U441","11U","660 350,00","3000-01-01",0,1,0,null,null,"BIOMED_ULIS","GAMCMS02Régulation vitesse agitateur GAMR008U_METROLOGIE    14Vérification CURATIVE mesure vitesse11U"]
["GAMCMS03","Régulation vitesse agitateur GAMR009","U_METROLOGIE    14","Vérification CURATIVE mesure vitesse","MC","DEF","U441","11U","660 351,00","3000-01-01",0,1,0,null,null,"BIOMED_ULIS","GAMCMS03Régulation vitesse agitateur GAMR009U_METROLOGIE    14Vérification CURATIVE mesure vitesse11U"]
["GAMCMS04","Régulation vitesse agitateur GAMR010","U_METROLOGIE    14","Vérification CURATIVE mesure vitesse","MC","DEF","U441","11U","660 352,00","3000-01-01",0,1,0,null,null,"BIOMED_ULIS","GAMCMS04Régulation vitesse agitateur GAMR010U_METROLOGIE    14Vérification CURATIVE mesure vitesse11U"]
["GAMCMT04","Indication température alcool GAMR008","U_METROLOGIE    12","Vérification CURATIVE température","MC","DEF","U441","11U","656 281,00","3000-01-01",0,1,0,null,null,"BIOMED_ULIS","GAMCMT04Indication température alcool GAMR008U_METROLOGIE    12Vérification CURATIVE température11U"]
["GAMCMT05","Régulation température produit GAMR008","U_METROLOGIE    12","Vérification CURATIVE température","PRO","METR","U441","11U","657 300,00","3000-01-01",0,1,0,null,null,"BIOMED_ULIS","GAMCMT05Régulation température produit GAMR008U_METROLOGIE    12Vérification CURATIVE température11U"]
["GAMCMT07","Indication température alcool GAMR009","U_METROLOGIE    12","Vérification CURATIVE température","MC","DEF","U441","11U","656 308,00","3000-01-01",0,1,0,null,null,"BIOMED_ULIS","GAMCMT07Indication température alcool GAMR009U_METROLOGIE    12Vérification CURATIVE température11U"]
["GAMCMT08","Régulation température produit GAMR009","U_METROLOGIE    12","Vérification CURATIVE température","MC","DEF","U441","11U","657 369,00","3000-01-01",0,1,0,null,null,"BIOMED_ULIS","GAMCMT08Régulation température produit GAMR009U_METROLOGIE    12Vérification CURATIVE température11U"]
["GAMCMT10","Indication température alcool GAMR010","U_METROLOGIE    12","Vérification CURATIVE température","MC","DEF","U441","11U","656 310,00","3000-01-01",0,1,0,null,null,"BIOMED_ULIS","GAMCMT10Indication température alcool GAMR010U_METROLOGIE    12Vérification CURATIVE température11U"]
["GAMCMT11","Régulation température produit GAMR010","U_METROLOGIE    12","Vérification CURATIVE température","MC","DEF","U441","11U","659 893,00","3000-01-01",0,1,0,null,null,"BIOMED_ULIS","GAMCMT11Régulation température produit GAMR010U_METROLOGIE    12Vérification CURATIVE température11U"]
["GAMCMT14","Régulation temp produit GAMCT21","U_METROLOGIE    12","Vérification CURATIVE température","MC","DEF","U441","11U","386 525,00","2050-01-01",0,1,0,null,null,"BIOMED_ULIS","GAMCMT14Régulation temp produit GAMCT21U_METROLOGIE    12Vérification CURATIVE température11U"]
["GAMCMT16","Régulation temp produit GAMCT22","U_METROLOGIE    12","Vérification CURATIVE température","MC","DEF","U441","11U","386 553,00","2050-01-01",0,1,0,null,null,"BIOMED_ULIS","GAMCMT16Régulation temp produit GAMCT22U_METROLOGIE    12Vérification CURATIVE température11U"]
["GAMCMT18","Régulation temp produit GAMR20","U_METROLOGIE    12","Vérification CURATIVE température","MC","DEF","U441","11U","420 100,00","2050-01-01",0,1,0,null,null,"BIOMED_ULIS","GAMCMT18Régulation temp produit GAMR20U_METROLOGIE    12Vérification CURATIVE température11U"]
["GAMCMW02","Indication de poids GAMR008","U_METROLOGIE    13","Vérification CURATIVE pesons","MC","DEF","U441","11U","656 786,00","3000-01-01",0,1,0,null,null,"BIOMED_ULIS","GAMCMW02Indication de poids GAMR008U_METROLOGIE    13Vérification CURATIVE pesons11U"]
["GAMCMW03","Indication de poids GAMR009","U_METROLOGIE    13","Vérification CURATIVE pesons","PRO","DEF","U441","11U","657 962,00","3000-01-01",0,1,0,null,null,"BIOMED_ULIS","GAMCMW03Indication de poids GAMR009U_METROLOGIE    13Vérification CURATIVE pesons11U"]
["GAMCMW04","Indication de poids GAMR010","U_METROLOGIE    13","Vérification CURATIVE pesons","MC","DEF","U441","11U","424 733,00","2050-01-01",0,1,0,null,null,"BIOMED_ULIS","GAMCMW04Indication de poids GAMR010U_METROLOGIE    13Vérification CURATIVE pesons11U"]
["GAMCMW05","Indication de poids GAMCT21","U_METROLOGIE    13","Vérification CURATIVE pesons","MC","DEF","U441","11U","114 197,00","3000-01-01",0,1,0,null,null,"BIOMED_ULIS","GAMCMW05Indication de poids GAMCT21U_METROLOGIE    13Vérification CURATIVE pesons11U"]
["GAMCMW06","Indication de poids GAMCT22","U_METROLOGIE    13","Vérification CURATIVE pesons","MC","DEF","U441","11U","88 863,00","3000-01-01",0,1,0,null,null,"BIOMED_ULIS","GAMCMW06Indication de poids GAMCT22U_METROLOGIE    13Vérification CURATIVE pesons11U"]
["GAMCMW07","Indication de poids GAMR20","U_METROLOGIE    13","Vérification CURATIVE pesons","MC","DEF","U441","11U","548 853,00","3000-01-01",0,1,0,null,null,"BIOMED_ULIS","GAMCMW07Indication de poids GAMR20U_METROLOGIE    13Vérification CURATIVE pesons11U"]
["GW0CMP01","Indic pression calo GW0 de WFISBD101","U_METROLOGIE    15","Vérification CURATIVE pression","MC","DEF","U222GW","11U","490 045,00","2050-01-01",0,1,0,null,null,"BIOMED_ULIS","GW0CMP01Indic pression calo GW0 de WFISBD101U_METROLOGIE    15Vérification CURATIVE pression11U"]
["GW0CMP02","Indic pression calo GW0 de WFISBD106","U_METROLOGIE    15","Vérification CURATIVE pression","MC","DEF","U222GW","11U","77 813,00","3000-01-01",0,1,0,null,null,"BIOMED_ULIS","GW0CMP02Indic pression calo GW0 de WFISBD106U_METROLOGIE    15Vérification CURATIVE pression11U"]
["GW0CMP03","Indic pression calo GW0 de WFISBD207","U_METROLOGIE    15","Vérification CURATIVE pression","MC","DEF","U222GW","11U","657 273,00","3000-01-01",0,1,0,null,null,"BIOMED_ULIS","GW0CMP03Indic pression calo GW0 de WFISBD207U_METROLOGIE    15Vérification CURATIVE pression11U"]
["EXGW0CMP04","Indic pression calo GW0 de WFISBD103","U_METROLOGIE    15","Vérification CURATIVE pression","MC","METR","U222GW","11U","526 227,00","3000-01-01",0,1,0,null,null,"BIOMED_ULIS","EXGW0CMP04Indic pression calo GW0 de WFISBD103U_METROLOGIE    15Vérification CURATIVE pression11U"]
["GW0CMP05","Indic pression calo GW0 de WFISBD202","U_METROLOGIE    15","Vérification CURATIVE pression","PRO","METR","U222GW","11U","657 431,00","3000-01-01",0,1,0,null,null,"BIOMED_ULIS","GW0CMP05Indic pression calo GW0 de WFISBD202U_METROLOGIE    15Vérification CURATIVE pression11U"]
["GW0CMP06","Indic pression calo GW0 de WFISBD204","U_METROLOGIE    15","Vérification CURATIVE pression","MC","DEF","U222GW","11U","562 946,00","3000-01-01",0,1,0,null,null,"BIOMED_ULIS","GW0CMP06Indic pression calo GW0 de WFISBD204U_METROLOGIE    15Vérification CURATIVE pression11U"]
["GW5CMP01","Indic pression calo GW5 de WFISBD101","U_METROLOGIE    15","Vérification CURATIVE pression","MC","DEF","U222GW","11U","569 185,00","3000-01-01",0,1,0,null,null,"BIOMED_ULIS","GW5CMP01Indic pression calo GW5 de WFISBD101U_METROLOGIE    15Vérification CURATIVE pression11U"]
["GW5CMP02","Indic pression calo GW5 de WFISBD106","U_METROLOGIE    15","Vérification CURATIVE pression","MC","DEF","U222GW","11U","612 737,00","3000-01-01",0,1,0,null,null,"BIOMED_ULIS","GW5CMP02Indic pression calo GW5 de WFISBD106U_METROLOGIE    15Vérification CURATIVE pression11U"]
["GW6CMP04","Indic pression calo GW6 de WFISBD207","U_METROLOGIE    15","Vérification CURATIVE pression","PRO","METR","U222GW","11U","657 275,00","3000-01-01",0,1,0,null,null,"BIOMED_ULIS","GW6CMP04Indic pression calo GW6 de WFISBD207U_METROLOGIE    15Vérification CURATIVE pression11U"]
["GW6CMP05","Pression départ reseau GW6","U_METROLOGIE    15","Vérification CURATIVE pression","MC","DEF","U222GW","10U",null,"2030-12-31",0,1,0,null,null,"BIOMED_ULIS","GW6CMP05Pression départ reseau GW6U_METROLOGIE    15Vérification CURATIVE pression10U"]
["GW6CMP06","Indic pression calo GW6 de  WFISBD202 Magelis","U_METROLOGIE    15","Vérification CURATIVE pression","PRO","METR","U222GW","11U","657 432,00","3000-01-01",0,1,0,null,null,"BIOMED_ULIS","GW6CMP06Indic pression calo GW6 de  WFISBD202 MagelisU_METROLOGIE    15Vérification CURATIVE pression11U"]
["GW6CMP08","Indic pression calo GW6 de WFISBD204","U_METROLOGIE    15","Vérification CURATIVE pression","MC","DEF","U222GW","11U","562 944,00","3000-01-01",0,1,0,null,null,"BIOMED_ULIS","GW6CMP08Indic pression calo GW6 de WFISBD204U_METROLOGIE    15Vérification CURATIVE pression11U"]
["GW77CMT01","Régulation temp.  Caloporteur PLAT001","U_METROLOGIE    12","Vérification CURATIVE température","MC","DEF","U222GW","11U","523 288,00","3000-01-01",0,1,0,null,null,"BIOMED_ULIS","GW77CMT01Régulation temp.  Caloporteur PLAT001U_METROLOGIE    12Vérification CURATIVE température11U"]
["EXHCLCML01","Niveau cuve stock. acide chlorhydrique","U_METROLOGIE    24","Vérification CURATIVE de niveau","MC","DEF","U222PW","11U","450 046,00","2050-01-01",0,1,0,null,null,"BIOMED_ULIS","EXHCLCML01Niveau cuve stock. acide chlorhydriqueU_METROLOGIE    24Vérification CURATIVE de niveau11U"]
["HNOCML01","Niveau cuve stockage n°1 acide nitrique","U_METROLOGIE    24","Vérification CURATIVE de niveau","MC","DEF","U236NEP","11U","556 401,00","3000-01-01",0,1,0,null,null,"BIOMED_ULIS","HNOCML01Niveau cuve stockage n°1 acide nitriqueU_METROLOGIE    24Vérification CURATIVE de niveau11U"]
["HNOCML02","Niveau cuve stockage n°2 acide nitrique","U_METROLOGIE    24","Vérification CURATIVE de niveau","MC","DEF","U236NEP","11U","450 060,00","2050-01-01",0,1,0,null,null,"BIOMED_ULIS","HNOCML02Niveau cuve stockage n°2 acide nitriqueU_METROLOGIE    24Vérification CURATIVE de niveau11U"]
["HSOCML01","Niveau cuve acide sulfurique","U_METROLOGIE    24","Vérification CURATIVE de niveau","MC","DEF","U236NEP","11U","450 070,00","2050-01-01",0,1,0,null,null,"BIOMED_ULIS","HSOCML01Niveau cuve acide sulfuriqueU_METROLOGIE    24Vérification CURATIVE de niveau11U"]
["MFPRCMW506","Balance Mettler 4100g/0,1g","U_METROLOGIE    01","Vérification CURATIVE balance 0/30Kg","MC","DEF","U868","70U",null,"2030-12-31",0,1,0,null,null,"BIOTECH_ULIS","MFPRCMW506Balance Mettler 4100g/0,1gU_METROLOGIE    01Vérification CURATIVE balance 0/30Kg70U"]
["MFPRCMW613","Balance Mettler 205g/0,1g","U_METROLOGIE    01","Vérification CURATIVE balance 0/30Kg","MC","DEF","U868","70U",null,"2030-12-31",0,1,0,null,null,"BIOTECH_ULIS","MFPRCMW613Balance Mettler 205g/0,1gU_METROLOGIE    01Vérification CURATIVE balance 0/30Kg70U"]
["BAT11CMT108","Enreg Temp ambiance CF 08 /BAT11ARM01","U_METROLOGIE    12","Vérification CURATIVE température","MC","DEF","U168","10U","122 264,00","3000-01-01",0,1,0,null,null,"BIOMED_ULIS","BAT11CMT108Enreg Temp ambiance CF 08 /BAT11ARM01U_METROLOGIE    12Vérification CURATIVE température10U"]
["BAT11CMT201","Enreg temp produit CF 01 / BAT11ARM01","U_METROLOGIE    12","Vérification CURATIVE température","MC","DEF","U168","10U","396 623,00","2050-01-01",0,1,0,null,null,"BIOMED_ULIS","BAT11CMT201Enreg temp produit CF 01 / BAT11ARM01U_METROLOGIE    12Vérification CURATIVE température10U"]
["BAT11CMT109","Enreg Temp ambiance CF 09 /BAT11ARM01","U_METROLOGIE    12","Vérification CURATIVE température","MC","DEF","U168","10U","65 622,00","3000-01-01",0,1,0,null,null,"BIOMED_ULIS","BAT11CMT109Enreg Temp ambiance CF 09 /BAT11ARM01U_METROLOGIE    12Vérification CURATIVE température10U"]
["BAT11CMT209","Enreg temp produit CF 09 / BAT11ARM01","U_METROLOGIE    12","Vérification CURATIVE température","MC","DEF","U168","10U","70 815,00","3000-01-01",0,1,0,null,null,"BIOMED_ULIS","BAT11CMT209Enreg temp produit CF 09 / BAT11ARM01U_METROLOGIE    12Vérification CURATIVE température10U"]
["MGGCMW209","Balance Mettler  60kg/20g","U_METROLOGIE    03","Vérifcation CURATIVE balance 31/150Kg","MC","DEF","U168","11U",null,"2030-12-31",0,1,0,null,null,"BIOMED_ULIS","MGGCMW209Balance Mettler  60kg/20gU_METROLOGIE    03Vérifcation CURATIVE balance 31/150Kg11U"]
["MGGCMW210","Balance Mettler 30 kg/1g","U_METROLOGIE    01","Vérification CURATIVE balance 0/30Kg","MC","DEF","U168","11U",null,"2030-12-31",0,1,0,null,null,"BIOMED_ULIS","MGGCMW210Balance Mettler 30 kg/1gU_METROLOGIE    01Vérification CURATIVE balance 0/30Kg11U"]
["BAT11CMT101","Enreg Temp ambiance CF 01 /BAT11ARM01","U_METROLOGIE    12","Vérification CURATIVE température","MC","DEF","U406","10U","65 630,00","3000-01-01",0,1,0,null,null,"BIOMED_ULIS","BAT11CMT101Enreg Temp ambiance CF 01 /BAT11ARM01U_METROLOGIE    12Vérification CURATIVE température10U"]
["BAT11CMT102","Enreg Temp ambiance CF 02 /BAT11ARM01","U_METROLOGIE    12","Vérification CURATIVE température","MC","DEF","U406","10U","65 629,00","3000-01-01",0,1,0,null,null,"BIOMED_ULIS","BAT11CMT102Enreg Temp ambiance CF 02 /BAT11ARM01U_METROLOGIE    12Vérification CURATIVE température10U"]
["BAT11CMT202","Enreg temp produit CF 02 / BAT11ARM01","U_METROLOGIE    12","Vérification CURATIVE température","MC","DEF","U406","10U","65 617,00","3000-01-01",0,1,0,null,null,"BIOMED_ULIS","BAT11CMT202Enreg temp produit CF 02 / BAT11ARM01U_METROLOGIE    12Vérification CURATIVE température10U"]
["BAT11CMT103","Enreg Temp ambiance CF 03 /BAT11ARM01","U_METROLOGIE    12","Vérification CURATIVE température","MC","DEF","U406","10U","65 628,00","3000-01-01",0,1,0,null,null,"BIOMED_ULIS","BAT11CMT103Enreg Temp ambiance CF 03 /BAT11ARM01U_METROLOGIE    12Vérification CURATIVE température10U"]
["BAT11CMT203","Enreg temp produit CF 03 / BAT11ARM01","U_METROLOGIE    12","Vérification CURATIVE température","MC","DEF","U406","10U","65 616,00","3000-01-01",0,1,0,null,null,"BIOMED_ULIS","BAT11CMT203Enreg temp produit CF 03 / BAT11ARM01U_METROLOGIE    12Vérification CURATIVE température10U"]
["BAT11CMT104","Enreg Temp ambiance CF 04 /BAT11ARM01","U_METROLOGIE    12","Vérification CURATIVE température","MC","DEF","U406","10U","65 627,00","3000-01-01",0,1,0,null,null,"BIOMED_ULIS","BAT11CMT104Enreg Temp ambiance CF 04 /BAT11ARM01U_METROLOGIE    12Vérification CURATIVE température10U"]
["BAT11CMT204","Enreg temp produit CF 04 / BAT11ARM01","U_METROLOGIE    12","Vérification CURATIVE température","MC","DEF","U406","10U","65 615,00","3000-01-01",0,1,0,null,null,"BIOMED_ULIS","BAT11CMT204Enreg temp produit CF 04 / BAT11ARM01U_METROLOGIE    12Vérification CURATIVE température10U"]
["BAT11CMT105","Enreg Temp ambiance CF 05 /BAT11ARM01","U_METROLOGIE    12","Vérification CURATIVE température","MC","DEF","U406","10U","65 626,00","3000-01-01",0,1,0,null,null,"BIOMED_ULIS","BAT11CMT105Enreg Temp ambiance CF 05 /BAT11ARM01U_METROLOGIE    12Vérification CURATIVE température10U"]
["BAT11CMT205","Enreg temp produit CF 05 / BAT11ARM01","U_METROLOGIE    12","Vérification CURATIVE température","MC","DEF","U406","10U","410 640,00","2050-01-01",0,1,0,null,null,"BIOMED_ULIS","BAT11CMT205Enreg temp produit CF 05 / BAT11ARM01U_METROLOGIE    12Vérification CURATIVE température10U"]
["BAT11CMT106","Enreg Temp ambiance CF 06 /BAT11ARM01","U_METROLOGIE    12","Vérification CURATIVE température","MC","DEF","U406","10U","65 625,00","3000-01-01",0,1,0,null,null,"BIOMED_ULIS","BAT11CMT106Enreg Temp ambiance CF 06 /BAT11ARM01U_METROLOGIE    12Vérification CURATIVE température10U"]
["BAT11CMT206","Enreg temp produit CF 06 / BAT11ARM01","U_METROLOGIE    12","Vérification CURATIVE température","MC","DEF","U406","10U","65 613,00","3000-01-01",0,1,0,null,null,"BIOMED_ULIS","BAT11CMT206Enreg temp produit CF 06 / BAT11ARM01U_METROLOGIE    12Vérification CURATIVE température10U"]
["BAT11CMT113","Enreg Temp ambiance CF 13 /BAT11ARM01","U_METROLOGIE    12","Vérification CURATIVE température","MC","DEF","U406","10U","489 356,00","2050-01-01",0,1,0,null,null,"BIOMED_ULIS","BAT11CMT113Enreg Temp ambiance CF 13 /BAT11ARM01U_METROLOGIE    12Vérification CURATIVE température10U"]
["BAT11CMT112","Enreg Temp ambiance CF 12 /BAT11ARM01","U_METROLOGIE    12","Vérification CURATIVE température","MC","DEF","U406","10U","65 620,00","3000-01-01",0,1,0,null,null,"BIOMED_ULIS","BAT11CMT112Enreg Temp ambiance CF 12 /BAT11ARM01U_METROLOGIE    12Vérification CURATIVE température10U"]
["BAT11CMT212","Enreg temp produit CF 12 / BAT11ARM01","U_METROLOGIE    12","Vérification CURATIVE température","MC","DEF","U406","10U","65 610,00","3000-01-01",0,1,0,null,null,"BIOMED_ULIS","BAT11CMT212Enreg temp produit CF 12 / BAT11ARM01U_METROLOGIE    12Vérification CURATIVE température10U"]
["UDP5CMW402","Balance Sartorius 120g/0,1mg","U_METROLOGIE    01","Vérification CURATIVE balance 0/30Kg","MC","DEF","U864PDP","70U",null,"2030-12-31",0,1,0,null,null,"BIOTECH_ULIS","UDP5CMW402Balance Sartorius 120g/0,1mgU_METROLOGIE    01Vérification CURATIVE balance 0/30Kg70U"]
["UDP5CMW404","Balance Sartorius 5550g/0,01g","U_METROLOGIE    01","Vérification CURATIVE balance 0/30Kg","MC","DEF","U864PDP","70U",null,"2030-12-31",0,1,0,null,null,"BIOTECH_ULIS","UDP5CMW404Balance Sartorius 5550g/0,01gU_METROLOGIE    01Vérification CURATIVE balance 0/30Kg70U"]
["PECMT01","Affich + contrôle temp distrib éthanol","U_METROLOGIE    12","Vérification CURATIVE température","PRO","METR","U236PE","11U","657 241,00","3000-01-01",0,1,0,null,null,"BIOMED_ULIS","PECMT01Affich + contrôle temp distrib éthanolU_METROLOGIE    12Vérification CURATIVE température11U"]
["PLACML05","Niveau cuve PLAT003","U_METROLOGIE    24","Vérification CURATIVE de niveau","MC","DEF","U410","11U","588 968,00","3000-01-01",0,1,0,null,null,"BIOMED_ULIS","PLACML05Niveau cuve PLAT003U_METROLOGIE    24Vérification CURATIVE de niveau11U"]
["PLACML06","Niveau cuve PLAT004","U_METROLOGIE    24","Vérification CURATIVE de niveau","MC","DEF","U410","11U","627 520,00","3000-01-01",0,1,0,null,null,"BIOMED_ULIS","PLACML06Niveau cuve PLAT004U_METROLOGIE    24Vérification CURATIVE de niveau11U"]
["PLACML07","Affichage niveau cuve PLAT001","U_METROLOGIE    24","Vérification CURATIVE de niveau","MC","DEF","U410","11U","476 802,00","2050-01-01",0,1,0,null,null,"BIOMED_ULIS","PLACML07Affichage niveau cuve PLAT001U_METROLOGIE    24Vérification CURATIVE de niveau11U"]
["PLACMP02","Régulation pression sortie centri PLAC01","U_METROLOGIE    15","Vérification CURATIVE pression","MC","DEF","U410","11U","137 915,00","3000-01-01",0,1,0,null,null,"BIOMED_ULIS",{"$f":"_xlfn.TEXTJOIN(\"\",TRUE,A898:D898,H898,N898)","v":"PLACMP02Régulation pression sortie centri PLAC01U_METROLOGIE    15Vérification CURATIVE pression11U"}]
["PLACMP03","Régulation pression sortie centri PLAC02","U_METROLOGIE    15","Vérification CURATIVE pression","MC","DEF","U410","11U","531 703,00","3000-01-01",0,1,0,null,null,"BIOMED_ULIS","PLACMP03Régulation pression sortie centri PLAC02U_METROLOGIE    15Vérification CURATIVE pression11U"]
["PLACMP04","Affichage pression amont PLASKID01","U_METROLOGIE    15","Vérification CURATIVE pression","MC","DEF","U410","11U","88 053,00","3000-01-01",0,1,0,null,null,"BIOMED_ULIS","PLACMP04Affichage pression amont PLASKID01U_METROLOGIE    15Vérification CURATIVE pression11U"]
["PLACMP05","Affichage pression aval PLASKID01","U_METROLOGIE    15","Vérification CURATIVE pression","MC","DEF","U410","11U","95 332,00","3000-01-01",0,1,0,null,null,"BIOMED_ULIS","PLACMP05Affichage pression aval PLASKID01U_METROLOGIE    15Vérification CURATIVE pression11U"]
["PLACMT07","Température ambiance PLACF03 sur GTC","U_METROLOGIE    12","Vérification CURATIVE température","MC","DEF","U410","11U","93 196,00","3000-01-01",0,1,0,null,null,"BIOMED_ULIS","PLACMT07Température ambiance PLACF03 sur GTCU_METROLOGIE    12Vérification CURATIVE température11U"]
["PLACMT13","Température produit PLACF02","U_METROLOGIE    12","Vérification CURATIVE température","MC","DEF","U410","11U","93 025,00","3000-01-01",0,1,0,null,null,"BIOMED_ULIS","PLACMT13Température produit PLACF02U_METROLOGIE    12Vérification CURATIVE température11U"]
["PLACMT24","Affichage temp prod sortie PLAC01","U_METROLOGIE    12","Vérification CURATIVE température","MC","DEF","U410","11U","662 963,00","3000-01-01",0,1,0,null,null,"BIOMED_ULIS","PLACMT24Affichage temp prod sortie PLAC01U_METROLOGIE    12Vérification CURATIVE température11U"]
["PLACMT25","Affigage Temp prod sortie PLAC02","U_METROLOGIE    12","Vérification CURATIVE température","MC","DEF","U410","11U","449 525,00","2050-01-01",0,1,0,null,null,"BIOMED_ULIS","PLACMT25Affigage Temp prod sortie PLAC02U_METROLOGIE    12Vérification CURATIVE température11U"]
["PLACMT35","Régulation température PLAT003 (GW77)","U_METROLOGIE    12","Vérification CURATIVE température","MC","DEF","U410","11U","485 394,00","2050-01-01",0,1,0,null,null,"BIOMED_ULIS","PLACMT35Régulation température PLAT003 (GW77)U_METROLOGIE    12Vérification CURATIVE température11U"]
["PLACMT36","Régulation température PLAT004 (GW77)","U_METROLOGIE    12","Vérification CURATIVE température","MC","DEF","U410","11U","490 671,00","2050-01-01",0,1,0,null,null,"BIOMED_ULIS","PLACMT36Régulation température PLAT004 (GW77)U_METROLOGIE    12Vérification CURATIVE température11U"]
["PLACMT37","Affichage T° produit PLAT001","U_METROLOGIE    12","Vérification CURATIVE température","MC","DEF","U410","11U","463 252,00","2050-01-01",0,1,0,null,null,"BIOMED_ULIS","PLACMT37Affichage T° produit PLAT001U_METROLOGIE    12Vérification CURATIVE température11U"]
["EXPWCMC01","Mesure conductivité sortie UF","U_METROLOGIE    18","Vérification CURATIVE conductivité circuit","MC","METR","U222PW","11U","540 921,00","3000-01-01",0,1,0,null,null,"BIOMED_ULIS","EXPWCMC01Mesure conductivité sortie UFU_METROLOGIE    18Vérification CURATIVE conductivité circuit11U"]
["EXPWCMC04","Mesure conductivité sortie DUO n°1","U_METROLOGIE    18","Vérification CURATIVE conductivité circuit","MC","METR","U222PW","11U","540 922,00","3000-01-01",0,1,0,null,null,"BIOMED_ULIS","EXPWCMC04Mesure conductivité sortie DUO n°1U_METROLOGIE    18Vérification CURATIVE conductivité circuit11U"]
["EXPWCMC05","Mesure conductivité sortie DUO n°2","U_METROLOGIE    18","Vérification CURATIVE conductivité circuit","MC","METR","U222PW","11U","540 923,00","3000-01-01",0,1,0,null,null,"BIOMED_ULIS","EXPWCMC05Mesure conductivité sortie DUO n°2U_METROLOGIE    18Vérification CURATIVE conductivité circuit11U"]
["PWCMP01","Mesure P retour b principale PWBD02","U_METROLOGIE    15","Vérification CURATIVE pression","MC","METR","U236PW","11U","421 101,00","2050-01-01",0,1,0,null,null,"BIOMED_ULIS","PWCMP01Mesure P retour b principale PWBD02U_METROLOGIE    15Vérification CURATIVE pression11U"]
["PWCMT01","Mesure T entrée UF PW (% MF38)","U_METROLOGIE    12","Vérification CURATIVE température","MC","METR","U236PW","11U","540 933,00","3000-01-01",0,1,0,null,null,"BIOMED_ULIS","PWCMT01Mesure T entrée UF PW (% MF38)U_METROLOGIE    12Vérification CURATIVE température11U"]
["PWCMT02","Mesure T° départ boucle distrib PW","U_METROLOGIE    12","Vérification CURATIVE température","MC","METR","U236PW","11U","639 009,00","3000-01-01",0,1,0,null,null,"BIOMED_ULIS","PWCMT02Mesure T° départ boucle distrib PWU_METROLOGIE    12Vérification CURATIVE température11U"]
["PWCMT04","Mesure T° départ sous boucle R&D","U_METROLOGIE    12","Vérification CURATIVE température","MC","METR","U236PW","11U","421 105,00","2050-01-01",0,1,0,null,null,"BIOMED_ULIS","PWCMT04Mesure T° départ sous boucle R&DU_METROLOGIE    12Vérification CURATIVE température11U"]
["ETALCMP01","Pression DRUCK DPI 610 n°61010799","U_METROLOGIE    26","Vérification CURATIVE labo extérieur","MC","DEF","U205","50U","542 347,00","3000-01-01",0,1,0,null,null,"BIOMED_ULIS","ETALCMP01Pression DRUCK DPI 610 n°61010799U_METROLOGIE    26Vérification CURATIVE labo extérieur50U"]
["EXETALCMP02","Pression MKS n°17540 SPF","U_METROLOGIE    26","Vérification CURATIVE labo extérieur","MC","DEF","U720","50U",null,"2049-12-31",0,1,0,null,null,"BIOMED_ULIS","EXETALCMP02Pression MKS n°17540 SPFU_METROLOGIE    26Vérification CURATIVE labo extérieur50U"]
["EXETALCMT53","Temp. Testostor cap. ext. n°20200000010","U_METROLOGIE    12","Vérification CURATIVE température","MC","DEF","U720","50U",null,"2030-12-31",0,1,0,null,null,"BIOMED_ULIS","EXETALCMT53Temp. Testostor cap. ext. n°20200000010U_METROLOGIE    12Vérification CURATIVE température50U"]
["EXETALCMT54","Temp. Testostor cap. ext. n°20200000004","U_METROLOGIE    12","Vérification CURATIVE température","MC","DEF","U720","50U",null,"2030-12-31",0,1,0,null,null,"BIOMED_ULIS","EXETALCMT54Temp. Testostor cap. ext. n°20200000004U_METROLOGIE    12Vérification CURATIVE température50U"]
["EXUDA2CMW407","Balance Sartorius 121g/0,1mg","U_METROLOGIE    01","Vérification CURATIVE balance 0/30Kg","MC","DEF","U855","70U",null,"2030-12-31",0,1,0,null,null,"BIOTECH_ULIS","EXUDA2CMW407Balance Sartorius 121g/0,1mgU_METROLOGIE    01Vérification CURATIVE balance 0/30Kg70U"]
["UDA2CMW408","Balance Sartorius 610g/0,01g","U_METROLOGIE    01","Vérification CURATIVE balance 0/30Kg","MC","DEF","U855","70U",null,"2030-12-31",0,1,0,null,null,"BIOTECH_ULIS","UDA2CMW408Balance Sartorius 610g/0,01gU_METROLOGIE    01Vérification CURATIVE balance 0/30Kg70U"]
["UDP1CMW239","Balance Sartorius 12kg/1g","U_METROLOGIE    01","Vérification CURATIVE balance 0/30Kg","MC","DEF","U851","70U",null,"2030-12-31",0,1,0,null,null,"BIOTECH_ULIS","UDP1CMW239Balance Sartorius 12kg/1gU_METROLOGIE    01Vérification CURATIVE balance 0/30Kg70U"]
["EXUDP1CMW502","Balance Mettler 2100g/0,1g","U_METROLOGIE    01","Vérification CURATIVE balance 0/30Kg","MC","DEF","U851","70U",null,"2030-12-31",0,1,0,null,null,"BIOTECH_ULIS","EXUDP1CMW502Balance Mettler 2100g/0,1gU_METROLOGIE    01Vérification CURATIVE balance 0/30Kg70U"]
["UPILCMW03","Balance Mettler 120000g/50 g","U_METROLOGIE    03","Vérifcation CURATIVE balance 31/150Kg","MC","DEF","U851","70U",null,"2030-12-31",0,1,0,null,null,"BIOTECH_ULIS","UPILCMW03Balance Mettler 120000g/50 gU_METROLOGIE    03Vérifcation CURATIVE balance 31/150Kg70U"]
["UDP1CMW603","Balance Sartorius 12000g/0,1g","U_METROLOGIE    01","Vérification CURATIVE balance 0/30Kg","MC","DEF","U851","70U",null,"2030-12-31",0,1,0,null,null,"BIOTECH_ULIS","UDP1CMW603Balance Sartorius 12000g/0,1gU_METROLOGIE    01Vérification CURATIVE balance 0/30Kg70U"]
["UDP1CMW608","Balance Sartorius 6200g/0,1g","U_METROLOGIE    01","Vérification CURATIVE balance 0/30Kg","MC","DEF","U851","70U",null,"2030-12-31",0,1,0,null,null,"BIOTECH_ULIS","UDP1CMW608Balance Sartorius 6200g/0,1gU_METROLOGIE    01Vérification CURATIVE balance 0/30Kg70U"]
["EXUDP2CMP02-1","Manomètre MECOTEC n°4523","U_METROLOGIE    15","Vérification CURATIVE pression","MC","DEF","U851","70U",null,"3000-01-01",0,1,0,null,null,"BIOTECH_ULIS","EXUDP2CMP02-1Manomètre MECOTEC n°4523U_METROLOGIE    15Vérification CURATIVE pression70U"]
["UDP2CMP05","Manomètre MECOTEC n°4329","U_METROLOGIE    15","Vérification CURATIVE pression","MC","DEF","U851","70U",null,"3000-01-01",0,1,0,null,null,"BIOTECH_ULIS","UDP2CMP05Manomètre MECOTEC n°4329U_METROLOGIE    15Vérification CURATIVE pression70U"]
["UDP2CMW034","Balance Sartorius 3100/0,1&0,2&0,5g","U_METROLOGIE    01","Vérification CURATIVE balance 0/30Kg","MC","DEF","U851","70U",null,"2030-12-31",0,1,0,null,null,"BIOTECH_ULIS","UDP2CMW034Balance Sartorius 3100/0,1&0,2&0,5gU_METROLOGIE    01Vérification CURATIVE balance 0/30Kg70U"]
["UDP2CMW052","Balance Mettler 16000g/0,1g","U_METROLOGIE    01","Vérification CURATIVE balance 0/30Kg","MC","DEF","U851","70U",null,"2030-12-31",0,1,0,null,null,"BIOTECH_ULIS","UDP2CMW052Balance Mettler 16000g/0,1gU_METROLOGIE    01Vérification CURATIVE balance 0/30Kg70U"]
["UDP2CMW240","Balance Roucaire 610&3100g/0,01&0.1g","U_METROLOGIE    01","Vérification CURATIVE balance 0/30Kg","MC","DEF","U851","70U",null,"2030-12-31",0,1,0,null,null,"BIOTECH_ULIS","UDP2CMW240Balance Roucaire 610&3100g/0,01&0.1gU_METROLOGIE    01Vérification CURATIVE balance 0/30Kg70U"]
["UDP2CMW305","Balance Mettler 3100g/0,1g","U_METROLOGIE    01","Vérification CURATIVE balance 0/30Kg","MC","DEF","U851","70U",null,"2030-12-31",0,1,0,null,null,"BIOTECH_ULIS","UDP2CMW305Balance Mettler 3100g/0,1gU_METROLOGIE    01Vérification CURATIVE balance 0/30Kg70U"]
["UDP2CMW306","Balance Précisa Roucaire 610g&3100g/0,01","U_METROLOGIE    01","Vérification CURATIVE balance 0/30Kg","MC","DEF","U851","70U",null,"2030-12-31",0,1,0,null,null,"BIOTECH_ULIS","UDP2CMW306Balance Précisa Roucaire 610g&3100g/0,01U_METROLOGIE    01Vérification CURATIVE balance 0/30Kg70U"]
["UDP2CMW312","Balance Mettler 4000g/0,1g","U_METROLOGIE    01","Vérification CURATIVE balance 0/30Kg","MC","DEF","U851","70U",null,"2030-12-31",0,1,0,null,null,"BIOTECH_ULIS","UDP2CMW312Balance Mettler 4000g/0,1gU_METROLOGIE    01Vérification CURATIVE balance 0/30Kg70U"]
["UDP3CMP01","Manomètre MECOTEC n°7465","U_METROLOGIE    15","Vérification CURATIVE pression","MC","DEF","U851","70U",null,"3000-01-01",0,1,0,null,null,"BIOTECH_ULIS","UDP3CMP01Manomètre MECOTEC n°7465U_METROLOGIE    15Vérification CURATIVE pression70U"]
["EXUDP3CMP02","Manomètre MECOTEC n°7466","U_METROLOGIE    15","Vérification CURATIVE pression","MC","DEF","U851","11U",null,"2049-12-31",0,1,0,null,null,"BIOTECH_ULIS","EXUDP3CMP02Manomètre MECOTEC n°7466U_METROLOGIE    15Vérification CURATIVE pression11U"]
["EXUDP3CMP03","Manomètre sur séparateur à membrane 0-6b","U_METROLOGIE    15","Vérification CURATIVE pression","MC","DEF","U851","70U",null,"3000-01-01",0,1,0,null,null,"BIOTECH_ULIS","EXUDP3CMP03Manomètre sur séparateur à membrane 0-6bU_METROLOGIE    15Vérification CURATIVE pression70U"]
["UDP3CMT01","Contrôle température UDP3REF05","U_METROLOGIE    12","Vérification CURATIVE température","MC","DEF","U851","70U",null,"2049-12-31",0,1,0,null,null,"BIOTECH_ULIS","UDP3CMT01Contrôle température UDP3REF05U_METROLOGIE    12Vérification CURATIVE température70U"]
["UDP3CMT02","Contrôle température UDP3REF04","U_METROLOGIE    12","Vérification CURATIVE température","MC","DEF","U851","70U",null,"2049-12-31",0,1,0,null,null,"BIOTECH_ULIS","UDP3CMT02Contrôle température UDP3REF04U_METROLOGIE    12Vérification CURATIVE température70U"]
["UDP3CMT03","Contrôle température UDP3REF02","U_METROLOGIE    12","Vérification CURATIVE température","MC","DEF","U851","11U",null,"2049-12-31",0,1,0,null,null,"BIOTECH_ULIS","UDP3CMT03Contrôle température UDP3REF02U_METROLOGIE    12Vérification CURATIVE température11U"]
["UDP3CMT08","Contrôle température de UDP3ETUV02","U_METROLOGIE    12","Vérification CURATIVE température","MC","DEF","U851","70U",null,"3000-01-01",0,1,0,null,null,"BIOTECH_ULIS","UDP3CMT08Contrôle température de UDP3ETUV02U_METROLOGIE    12Vérification CURATIVE température70U"]
["UDP3CMT09","Contrôle température UDP3ETUV01","U_METROLOGIE    12","Vérification CURATIVE température","MC","DEF","U851","11U",null,"2030-12-31",0,1,0,null,null,"BIOTECH_ULIS","UDP3CMT09Contrôle température UDP3ETUV01U_METROLOGIE    12Vérification CURATIVE température11U"]
["UPILCMW02","Balance Mettler 16000g/1g","U_METROLOGIE    01","Vérification CURATIVE balance 0/30Kg","MC","DEF","U851","70U",null,"2030-12-31",0,1,0,null,null,"BIOTECH_ULIS","UPILCMW02Balance Mettler 16000g/1gU_METROLOGIE    01Vérification CURATIVE balance 0/30Kg70U"]
["WE2CMP03","Affichage Pression sortie surnageant C21","U_METROLOGIE    15","Vérification CURATIVE pression","MC","DEF","U441","11U","633 113,00","3000-01-01",0,1,0,null,null,"BIOMED_ULIS","WE2CMP03Affichage Pression sortie surnageant C21U_METROLOGIE    15Vérification CURATIVE pression11U"]
["WE2CMP04","Affichage Pression sortie surnageant C22","U_METROLOGIE    15","Vérification CURATIVE pression","MC","DEF","U441","11U","633 123,00","3000-01-01",0,1,0,null,null,"BIOMED_ULIS","WE2CMP04Affichage Pression sortie surnageant C22U_METROLOGIE    15Vérification CURATIVE pression11U"]
["WE2CMT03","Affichage Température sortie surnageant C21","U_METROLOGIE    12","Vérification CURATIVE température","MC","DEF","U441","11U","413 076,00","2050-01-01",0,1,0,null,null,"BIOMED_ULIS","WE2CMT03Affichage Température sortie surnageant C21U_METROLOGIE    12Vérification CURATIVE température11U"]
["WE2CMT04","Affichage Température sortie surnageant C22","U_METROLOGIE    12","Vérification CURATIVE température","MC","DEF","U441","11U","549 161,00","3000-01-01",0,1,0,null,null,"BIOMED_ULIS","WE2CMT04Affichage Température sortie surnageant C22U_METROLOGIE    12Vérification CURATIVE température11U"]
["WFICMC01","Affichage conductivité WFISBD101","U_METROLOGIE    18","Vérification CURATIVE conductivité circuit","MC","DEF","U236WFI","11U","535 372,00","3000-01-01",0,1,0,null,null,"BIOMED_ULIS","WFICMC01Affichage conductivité WFISBD101U_METROLOGIE    18Vérification CURATIVE conductivité circuit11U"]
["WFICMC02","Affichage conductivité WFISBD106","U_METROLOGIE    18","Vérification CURATIVE conductivité circuit","MC","DEF","U236WFI","11U","621 326,00","3000-01-01",0,1,0,null,null,"BIOMED_ULIS","WFICMC02Affichage conductivité WFISBD106U_METROLOGIE    18Vérification CURATIVE conductivité circuit11U"]
["WFICMC04","Affichage conductivité WFISBD207","U_METROLOGIE    18","Vérification CURATIVE conductivité circuit","PRO","METR","U236WFI","11U","657 271,00","3000-01-01",0,1,0,null,null,"BIOMED_ULIS","WFICMC04Affichage conductivité WFISBD207U_METROLOGIE    18Vérification CURATIVE conductivité circuit11U"]
["WFICMC05","Affichage conductivité de WFISBD103","U_METROLOGIE    18","Vérification CURATIVE conductivité circuit","MC","METR","U236WFI","11U","625 602,00","3000-01-01",0,1,0,null,null,"BIOMED_ULIS","WFICMC05Affichage conductivité de WFISBD103U_METROLOGIE    18Vérification CURATIVE conductivité circuit11U"]
["WFICMC07","Affichage Conductivité de SBD202","U_METROLOGIE    18","Vérification CURATIVE conductivité circuit","MC","DEF","U236WFI","11U","657 377,00","3000-01-01",0,1,0,null,null,"BIOMED_ULIS","WFICMC07Affichage Conductivité de SBD202U_METROLOGIE    18Vérification CURATIVE conductivité circuit11U"]
["WFICMC09","Affichage Conductivité de SBD204","U_METROLOGIE    18","Vérification CURATIVE conductivité circuit","MC","DEF","U236WFI","11U","562 928,00","3000-01-01",0,1,0,null,null,"BIOMED_ULIS","WFICMC09Affichage Conductivité de SBD204U_METROLOGIE    18Vérification CURATIVE conductivité circuit11U"]
["WFICMC14","Enreg. + affichage C départ boucle n°1","U_METROLOGIE    18","Vérification CURATIVE conductivité circuit","MC","DEF","U236WFI","11U","489 091,00","2050-01-01",0,1,0,null,null,"BIOMED_ULIS","WFICMC14Enreg. + affichage C départ boucle n°1U_METROLOGIE    18Vérification CURATIVE conductivité circuit11U"]
["WFICMC15","Aff. Conduc. départ boucle eau ppi n°2","U_METROLOGIE    18","Vérification CURATIVE conductivité circuit","MC","DEF","U236WFI","11U","420 574,00","2050-01-01",0,1,0,null,null,"BIOMED_ULIS","WFICMC15Aff. Conduc. départ boucle eau ppi n°2U_METROLOGIE    18Vérification CURATIVE conductivité circuit11U"]
["WFICMP01","Affichage pression départ  WFISBD101","U_METROLOGIE    15","Vérification CURATIVE pression","MC","DEF","U236WFI","11U","398 956,00","2050-01-01",0,1,0,null,null,"BIOMED_ULIS","WFICMP01Affichage pression départ  WFISBD101U_METROLOGIE    15Vérification CURATIVE pression11U"]
["WFICMP02","Affichage pression départ  WFISBD106","U_METROLOGIE    15","Vérification CURATIVE pression","MC","DEF","U236WFI","11U","77 809,00","3000-01-01",0,1,0,null,null,"BIOMED_ULIS","WFICMP02Affichage pression départ  WFISBD106U_METROLOGIE    15Vérification CURATIVE pression11U"]
["WFICMP04","Affi. pession départ  WFISBD207","U_METROLOGIE    15","Vérification CURATIVE pression","PRO","METR","U236WFI","11U","657 277,00","3000-01-01",0,1,0,null,null,"BIOMED_ULIS","WFICMP04Affi. pession départ  WFISBD207U_METROLOGIE    15Vérification CURATIVE pression11U"]
["WFICMP05","Affichage pression départ  WFISBD103","U_METROLOGIE    15","Vérification CURATIVE pression","MC","METR","U236WFI","11U","526 260,00","3000-01-01",0,1,0,null,null,"BIOMED_ULIS","WFICMP05Affichage pression départ  WFISBD103U_METROLOGIE    15Vérification CURATIVE pression11U"]
["WFICMP07","Affichage Pression de Départ SBD202","U_METROLOGIE    15","Vérification CURATIVE pression","MC","DEF","U236WFI","11U","657 379,00","3000-01-01",0,1,0,null,null,"BIOMED_ULIS","WFICMP07Affichage Pression de Départ SBD202U_METROLOGIE    15Vérification CURATIVE pression11U"]
["WFICMP09","Affichage Pression Départ SBD204","U_METROLOGIE    15","Vérification CURATIVE pression","MC","DEF","U236WFI","11U","562 934,00","3000-01-01",0,1,0,null,null,"BIOMED_ULIS","WFICMP09Affichage Pression Départ SBD204U_METROLOGIE    15Vérification CURATIVE pression11U"]
["WFICMP12","Affichage P. retour boucle WFIBD01","U_METROLOGIE    15","Vérification CURATIVE pression","MC","DEF","U236WFI","11U","420 568,00","2050-01-01",0,1,0,null,null,"BIOMED_ULIS",{"$f":"_xlfn.TEXTJOIN(\"\",TRUE,A962:D962,H962,N962)","v":"WFICMP12Affichage P. retour boucle WFIBD01U_METROLOGIE    15Vérification CURATIVE pression11U"}]
["WFICMP13","Affichage P retour boucle WFIBD02","U_METROLOGIE    15","Vérification CURATIVE pression","MC","DEF","U236WFI","11U","420 578,00","2050-01-01",0,1,0,null,null,"BIOMED_ULIS","WFICMP13Affichage P retour boucle WFIBD02U_METROLOGIE    15Vérification CURATIVE pression11U"]
["WFICMT01","Régulation temp. WFISBD101 (GW5)","U_METROLOGIE    12","Vérification CURATIVE température","MC","DEF","U236WFI","11U","77 747,00","3000-01-01",0,1,0,null,null,"BIOMED_ULIS","WFICMT01Régulation temp. WFISBD101 (GW5)U_METROLOGIE    12Vérification CURATIVE température11U"]
["WFICMT02","Régulation temp. départ WFISBD101 (GW0)","U_METROLOGIE    12","Vérification CURATIVE température","MC","DEF","U236WFI","11U","77 749,00","3000-01-01",0,1,0,null,null,"BIOMED_ULIS","WFICMT02Régulation temp. départ WFISBD101 (GW0)U_METROLOGIE    12Vérification CURATIVE température11U"]
["WFICMT03","Affichage température retour WFISBD101","U_METROLOGIE    12","Vérification CURATIVE température","MC","DEF","U236WFI","11U","77 748,00","3000-01-01",0,1,0,null,null,"BIOMED_ULIS","WFICMT03Affichage température retour WFISBD101U_METROLOGIE    12Vérification CURATIVE température11U"]
["WFICMT05","Enregistr. temp. départ WFISBD106 (GW0)","U_METROLOGIE    12","Vérification CURATIVE température","MC","DEF","U236WFI","11U","77 810,00","3000-01-01",0,1,0,null,null,"BIOMED_ULIS","WFICMT05Enregistr. temp. départ WFISBD106 (GW0)U_METROLOGIE    12Vérification CURATIVE température11U"]
["WFICMT07","Affichage temp. retour WFISBD106","U_METROLOGIE    12","Vérification CURATIVE température","MC","DEF","U236WFI","11U","88 873,00","3000-01-01",0,1,0,null,null,"BIOMED_ULIS","WFICMT07Affichage temp. retour WFISBD106U_METROLOGIE    12Vérification CURATIVE température11U"]
["WFICMT11","Régul + alar temp départ WFISBD207 (GW0)","U_METROLOGIE    12","Vérification CURATIVE température","PRO","METR","U236WFI","11U","657 243,00","3000-01-01",0,1,0,null,null,"BIOMED_ULIS","WFICMT11Régul + alar temp départ WFISBD207 (GW0)U_METROLOGIE    12Vérification CURATIVE température11U"]
["WFICMT12","Affichage température retour WFISBD207","U_METROLOGIE    12","Vérification CURATIVE température","PRO","METR","U236WFI","11U","657 269,00","3000-01-01",0,1,0,null,null,"BIOMED_ULIS","WFICMT12Affichage température retour WFISBD207U_METROLOGIE    12Vérification CURATIVE température11U"]
["WFICMT14","Régulation temp. départ WFISBD103 (GW0)","U_METROLOGIE    12","Vérification CURATIVE température","MC","METR","U236WFI","11U","526 257,00","3000-01-01",0,1,0,null,null,"BIOMED_ULIS","WFICMT14Régulation temp. départ WFISBD103 (GW0)U_METROLOGIE    12Vérification CURATIVE température11U"]
["WFICMT15","Contrôle température retour WFISBD103","U_METROLOGIE    12","Vérification CURATIVE température","MC","METR","U236WFI","11U","526 258,00","3000-01-01",0,1,0,null,null,"BIOMED_ULIS","WFICMT15Contrôle température retour WFISBD103U_METROLOGIE    12Vérification CURATIVE température11U"]
["WFICMT16","Régul° de Temp. SBD202 en Sortie de HEX52","U_METROLOGIE    12","Vérification CURATIVE température","MC","DEF","U236WFI","11U","657 371,00","3000-01-01",0,1,0,null,null,"BIOMED_ULIS","WFICMT16Régul° de Temp. SBD202 en Sortie de HEX52U_METROLOGIE    12Vérification CURATIVE température11U"]
["WFICMT17","Contrôle Temp. Retour SBD202","U_METROLOGIE    12","Vérification CURATIVE température","MC","DEF","U236WFI","11U","47 566,00","3000-01-01",0,1,0,null,null,"BIOMED_ULIS","WFICMT17Contrôle Temp. Retour SBD202U_METROLOGIE    12Vérification CURATIVE température11U"]
["WFICMT19","Régul° de Temp. SBD204 en Sortie de HEX56","U_METROLOGIE    12","Vérification CURATIVE température","MC","DEF","U236WFI","11U","562 940,00","3000-01-01",0,1,0,null,null,"BIOMED_ULIS","WFICMT19Régul° de Temp. SBD204 en Sortie de HEX56U_METROLOGIE    12Vérification CURATIVE température11U"]
["WFICMT24","Affichage temp. départ boucle 1","U_METROLOGIE    12","Vérification CURATIVE température","MC","DEF","U236WFI","11U","489 088,00","2050-01-01",0,1,0,null,null,"BIOMED_ULIS","WFICMT24Affichage temp. départ boucle 1U_METROLOGIE    12Vérification CURATIVE température11U"]
["WFICMT25","Affich. temp. retour boucle eau ppi n°1","U_METROLOGIE    12","Vérification CURATIVE température","MC","DEF","U236WFI","11U","661 289,00","3000-01-01",0,1,0,null,null,"BIOMED_ULIS","WFICMT25Affich. temp. retour boucle eau ppi n°1U_METROLOGIE    12Vérification CURATIVE température11U"]
["WFICMT27","Aff. temp. retour boucle eau ppi n°2","U_METROLOGIE    12","Vérification CURATIVE température","MC","DEF","U236WFI","11U","420 579,00","2050-01-01",0,1,0,null,null,"BIOMED_ULIS","WFICMT27Aff. temp. retour boucle eau ppi n°2U_METROLOGIE    12Vérification CURATIVE température11U"]
["ALBCMF01","Affichage débit sortie canal UF","U_METROLOGIE    11","Vérification CURATIVE de débit","MC","DEF","U440","11U","609 745,00","3000-01-01",0,1,0,null,null,"BIOMED_ULIS","ALBCMF01Affichage débit sortie canal UFU_METROLOGIE    11Vérification CURATIVE de débit11U"]
["ALBCML04","Niveau cuve ALBR71","U_METROLOGIE    24","Vérification CURATIVE de niveau","MC","DEF","U440","11U",null,"2030-12-31",0,1,0,null,null,"BIOMED_ULIS","ALBCML04Niveau cuve ALBR71U_METROLOGIE    24Vérification CURATIVE de niveau11U"]
["ALBCML05","Sécurité niveau cuve tampons ALBCT02","U_METROLOGIE    24","Vérification CURATIVE de niveau","MC","DEF","U440","11U",null,"2030-12-31",0,1,0,null,null,"BIOMED_ULIS","ALBCML05Sécurité niveau cuve tampons ALBCT02U_METROLOGIE    24Vérification CURATIVE de niveau11U"]
["EXCACMP01","Enregist pression air comprimé départ","U_METROLOGIE    15","Vérification CURATIVE pression","MC","DEF","U222CA","11U",null,"2030-12-31",0,1,0,null,null,"BIOMED_ULIS","EXCACMP01Enregist pression air comprimé départU_METROLOGIE    15Vérification CURATIVE pression11U"]
["EXDWCMF01","Mesure débit eau de ville (DWQE01/QI01)","U_METROLOGIE    11","Vérification CURATIVE de débit","MC","METR","U222DW","11U","540 912,00","3000-01-01",0,1,0,null,null,"BIOMED_ULIS","EXDWCMF01Mesure débit eau de ville (DWQE01/QI01)U_METROLOGIE    11Vérification CURATIVE de débit11U"]
["DWCMP03","Mesure Pression sortie filtre DWF07","U_METROLOGIE    15","Vérification CURATIVE pression","MC","DEF","U222DW","10U",null,"2030-12-31",0,1,0,null,null,"BIOMED_ULIS","DWCMP03Mesure Pression sortie filtre DWF07U_METROLOGIE    15Vérification CURATIVE pression10U"]
["GAMCMF01","Affich. enreg. débit entrée produit C21","U_METROLOGIE    11","Vérification CURATIVE de débit","MC","DEF","U441","11U","456 004,00","2050-01-01",0,1,0,null,null,"BIOMED_ULIS","GAMCMF01Affich. enreg. débit entrée produit C21U_METROLOGIE    11Vérification CURATIVE de débit11U"]
["GAMCMF02","Affich. enreg. débit entrée produit C22","U_METROLOGIE    11","Vérification CURATIVE de débit","MC","DEF","U441","11U","76 532,00","3000-01-01",0,1,0,null,null,"BIOMED_ULIS","GAMCMF02Affich. enreg. débit entrée produit C22U_METROLOGIE    11Vérification CURATIVE de débit11U"]
["GW5CMT01","Affichage température aller GW5","U_METROLOGIE    12","Vérification CURATIVE température","MC","DEF","U222GW","10U","87 022,00","3000-01-01",0,1,0,null,null,"BIOMED_ULIS","GW5CMT01Affichage température aller GW5U_METROLOGIE    12Vérification CURATIVE température10U"]
["GW6CMT01","Affichage température aller GW6","U_METROLOGIE    12","Vérification CURATIVE température","MC","DEF","U222GW","11U","158 617,00","3000-01-01",0,1,0,null,null,"BIOMED_ULIS","GW6CMT01Affichage température aller GW6U_METROLOGIE    12Vérification CURATIVE température11U"]
["GW9CMT01","Enregistrement température aller GW9","U_METROLOGIE    12","Vérification CURATIVE température","MC","DEF","U222GW","10U","372 647,00","2050-01-01",0,1,0,null,null,"BIOMED_ULIS","GW9CMT01Enregistrement température aller GW9U_METROLOGIE    12Vérification CURATIVE température10U"]
["EXMFPRCMT05","Contrôle température MFPRETUV502","U_METROLOGIE    12","Vérification CURATIVE température","MC","DEF","U868","11U",null,"3000-01-01",0,1,0,null,null,"BIOTECH_ULIS","EXMFPRCMT05Contrôle température MFPRETUV502U_METROLOGIE    12Vérification CURATIVE température11U"]
["BCHCMT27","Enreg temp congél. BCHCONG03/BAT01ARM02","U_METROLOGIE    12","Vérification CURATIVE température","MC","DEF","U624UAP","22U","75 785,00","3000-01-01",0,1,0,null,null,"BIOMED_ULIS","BCHCMT27Enreg temp congél. BCHCONG03/BAT01ARM02U_METROLOGIE    12Vérification CURATIVE température22U"]
["PLACMF01","Régulation débit entrée centri PLAC01","U_METROLOGIE    11","Vérification CURATIVE de débit","MC","DEF","U410","11U","73 190,00","3000-01-01",0,1,0,null,null,"BIOMED_ULIS","PLACMF01Régulation débit entrée centri PLAC01U_METROLOGIE    11Vérification CURATIVE de débit11U"]
["PLACMF02","Régulation débit entrée centri PLAC02","U_METROLOGIE    11","Vérification CURATIVE de débit","MC","DEF","U410","11U","629 186,00","3000-01-01",0,1,0,null,null,"BIOMED_ULIS","PLACMF02Régulation débit entrée centri PLAC02U_METROLOGIE    11Vérification CURATIVE de débit11U"]
["EXPWCMF01","Mesure débit eau entrée duo n°1","U_METROLOGIE    11","Vérification CURATIVE de débit","MC","METR","U222PW","11U","540 924,00","3000-01-01",0,1,0,null,null,"BIOMED_ULIS","EXPWCMF01Mesure débit eau entrée duo n°1U_METROLOGIE    11Vérification CURATIVE de débit11U"]
["EXPWCMF03","Mesure débit entrée filtre UF","U_METROLOGIE    11","Vérification CURATIVE de débit","MC","METR","U222PW","11U","540 926,00","3000-01-01",0,1,0,null,null,"BIOMED_ULIS","EXPWCMF03Mesure débit entrée filtre UFU_METROLOGIE    11Vérification CURATIVE de débit11U"]
["EXPWCMP04","Mesure pression entrée filtre PWF01","U_METROLOGIE    15","Vérification CURATIVE pression","MC","METR","U222PW","11U","552 948,00","3000-01-01",0,1,0,null,null,"BIOMED_ULIS","EXPWCMP04Mesure pression entrée filtre PWF01U_METROLOGIE    15Vérification CURATIVE pression11U"]
["EXPWCMP05","Mesure pression sortie filtre PWF01","U_METROLOGIE    15","Vérification CURATIVE pression","MC","METR","U222PW","11U","540 928,00","3000-01-01",0,1,0,null,null,"BIOMED_ULIS","EXPWCMP05Mesure pression sortie filtre PWF01U_METROLOGIE    15Vérification CURATIVE pression11U"]
["PWCMP10","Mesure pression départ boucle PWBD02","U_METROLOGIE    15","Vérification CURATIVE pression","MC","METR","U236PW","11U","421 102,00","2050-01-01",0,1,0,null,null,"BIOMED_ULIS","PWCMP10Mesure pression départ boucle PWBD02U_METROLOGIE    15Vérification CURATIVE pression11U"]
["EXPWCMP11","Mesure P entrée PWCP04 (%MF40)","U_METROLOGIE    15","Vérification CURATIVE pression","MC","METR","U222PW","11U","540 931,00","3000-01-01",0,1,0,null,null,"BIOMED_ULIS","EXPWCMP11Mesure P entrée PWCP04 (%MF40)U_METROLOGIE    15Vérification CURATIVE pression11U"]
["PWCMP18","Mesure pression retour S.boucle R&D","U_METROLOGIE    15","Vérification CURATIVE pression","MC","DEF","U236PW","11U",null,"2030-12-31",0,1,0,null,null,"BIOMED_ULIS","PWCMP18Mesure pression retour S.boucle R&DU_METROLOGIE    15Vérification CURATIVE pression11U"]
["EXSDWCMF01","Mesure débit rejet PWUF01","U_METROLOGIE    11","Vérification CURATIVE de débit","MC","METR","U222SDW","11U","540 918,00","3000-01-01",0,1,0,null,null,"BIOMED_ULIS","EXSDWCMF01Mesure débit rejet PWUF01U_METROLOGIE    11Vérification CURATIVE de débit11U"]
["SDWCMP03","Mesure pression retour boucle B8","U_METROLOGIE    15","Vérification CURATIVE pression","MC","DEF","U222SDW","11U",null,"2030-12-31",0,1,0,null,null,"BIOMED_ULIS","SDWCMP03Mesure pression retour boucle B8U_METROLOGIE    15Vérification CURATIVE pression11U"]
["EXETALCMT37","Thermomètre  AOIP Thermopréci n° 3","U_METROLOGIE    12","Vérification CURATIVE température","MC","DEF","U720","50U","42 121,00","3000-01-01",0,1,0,null,null,"BIOMED_ULIS","EXETALCMT37Thermomètre  AOIP Thermopréci n° 3U_METROLOGIE    12Vérification CURATIVE température50U"]
["UDA2CMA01","PH-mètre Knick n°1335379","U_AVEC","Gammes à associer","MPS","DEF","U855","AR",null,"2020-12-31",0,1,0,null,null,"BIOTECH_ULIS","UDA2CMA01PH-mètre Knick n°1335379U_AVECGammes à associerAR"]
["UDP1CMC01","Conductivimètre WTW LF 197","U_AVEC","Gammes à associer","MPS","DEF","U851","AR",null,"2020-12-31",0,1,0,null,null,"BIOTECH_ULIS","UDP1CMC01Conductivimètre WTW LF 197U_AVECGammes à associerAR"]
["UDP1CMC02","Conductivimètre WTW LF 197-S","U_AVEC","Gammes à associer","MPS","DEF","U851","AR",null,"2020-12-31",0,1,0,null,null,"BIOTECH_ULIS","UDP1CMC02Conductivimètre WTW LF 197-SU_AVECGammes à associerAR"]
["UDP1CMO01","Osmomètre FISKE Merk3","U_AVEC","Gammes à associer","MPS","DEF","U851","AR",null,"2020-12-31",0,1,0,null,null,"BIOTECH_ULIS","UDP1CMO01Osmomètre FISKE Merk3U_AVECGammes à associerAR"]
["UDP1CMP04","Manomètre digital DP200 n°4703","U_METROLOGIE    15","Vérification CURATIVE pression","MC","DEF","U851","70U",null,"3000-01-01",0,1,0,null,null,"BIOTECH_ULIS","UDP1CMP04Manomètre digital DP200 n°4703U_METROLOGIE    15Vérification CURATIVE pression70U"]
["EXUDP1CMP05","Manomètre digital DP200 n°4704","U_METROLOGIE    15","Vérification CURATIVE pression","MC","DEF","U851","70U",null,"3000-01-01",0,1,0,null,null,"BIOTECH_ULIS","EXUDP1CMP05Manomètre digital DP200 n°4704U_METROLOGIE    15Vérification CURATIVE pression70U"]
["EXCAT01","Réservoir air comprimé supérieur 1","U_CONT000019","Epreuve décennale pression gaz","MPS","DEF","U222CA","15U","133 600,00","2025-06-09",3,30,0,520,1,"BIOMED_ULIS","EXCAT01Réservoir air comprimé supérieur 1U_CONT000019Epreuve décennale pression gaz15U520"]
["EXCAT02","Réservoir air comprimé inférieur 2","U_CONT000019","Epreuve décennale pression gaz","MPS","DEF","U222CA","15U","133 601,00","2025-06-09",3,30,0,520,1,"BIOMED_ULIS","EXCAT02Réservoir air comprimé inférieur 2U_CONT000019Epreuve décennale pression gaz15U520"]
["UDP1R01","Cuve 60 L thermostatée (lots pilotes)","U_CONT000019","Epreuve décennale pression gaz","MPS","DEF","U851","15U","409 817,00","2028-11-05",3,30,0,520,1,"BIOTECH_ULIS","UDP1R01Cuve 60 L thermostatée (lots pilotes)U_CONT000019Epreuve décennale pression gaz15U520"]
["MCBAU601","Autoclave de microbiologie","U_CONT000017","Epreuve décennale pression/vapeur","MPS","DEF","U640MCB","15U","468 791,00","2030-05-28",3,30,0,520,1,"BIOMED_ULIS","MCBAU601Autoclave de microbiologieU_CONT000017Epreuve décennale pression/vapeur15U520"]
["PLAT001","Cuve sortie fondoir","U_CONT000017","Epreuve décennale pression/vapeur","MPS","DEF","U410","15U","87 200,00","3000-01-01",0,1,0,null,null,"BIOMED_ULIS","PLAT001Cuve sortie fondoirU_CONT000017Epreuve décennale pression/vapeur15U"]
["PLAT003","Cuve envoi plasma après prélèvement","U_CONT000017","Epreuve décennale pression/vapeur","MPS","DEF","U410","15U","76 357,00","3000-01-01",0,1,0,null,null,"BIOMED_ULIS","PLAT003Cuve envoi plasma après prélèvementU_CONT000017Epreuve décennale pression/vapeur15U"]
["PLAT004","Cuve envoi plasma après prélèvement","U_CONT000017","Epreuve décennale pression/vapeur","MPS","DEF","U410","15U","73 802,00","3000-01-01",0,1,0,null,null,"BIOMED_ULIS","PLAT004Cuve envoi plasma après prélèvementU_CONT000017Epreuve décennale pression/vapeur15U"]
["BATEX","Extérieurs bâtiments","U_BATI000019","Entretien terrasses bâtiments siège","MPS","DEF","S244","13U","72 140,00","3000-01-01",0,1,0,null,null,"BIOMED_ULIS","BATEXExtérieurs bâtimentsU_BATI000019Entretien terrasses bâtiments siège13U"]
["BATEX","Extérieurs bâtiments","U_BATI000020","Entretien terrasse bâtiments usine","MPS","DEF","S244","13U","72 141,00","3000-01-01",0,1,0,null,null,"BIOMED_ULIS","BATEXExtérieurs bâtimentsU_BATI000020Entretien terrasse bâtiments usine13U"]
["EXPWCMF01","Mesure débit eau entrée duo n°1","U_METR000011","Vérification PERIODIQUE de débit","MPS","METR","U222PW","11U","521 514,00","2022-07-16",3,1,0,52,1,"BIOMED_ULIS","EXPWCMF01Mesure débit eau entrée duo n°1U_METR000011Vérification PERIODIQUE de débit11U52"]
["EXPWCMF03","Mesure débit entrée filtre UF","U_METR000011","Vérification PERIODIQUE de débit","MPS","DEF","U222PW","11U","521 515,00","2022-07-13",3,1,0,52,1,"BIOMED_ULIS","EXPWCMF03Mesure débit entrée filtre UFU_METR000011Vérification PERIODIQUE de débit11U52"]
["EXSDWCMF01","Mesure débit rejet PWUF01","U_METR000011","Vérification PERIODIQUE de débit","MPS","DEF","U222SDW","11U","479 959,00","2022-07-18",3,1,0,104,1,"BIOMED_ULIS","EXSDWCMF01Mesure débit rejet PWUF01U_METR000011Vérification PERIODIQUE de débit11U104"]
["EXMFPRCMT05","Contrôle température MFPRETUV502","U_METR000012","Vérification PERIODIQUE température","MPS","DEF","U868","11U","495 476,00","3000-01-01",0,1,0,null,null,"BIOTECH_ULIS","EXMFPRCMT05Contrôle température MFPRETUV502U_METR000012Vérification PERIODIQUE température11U"]
["EXETALCMT37","Thermomètre  AOIP Thermopréci n° 3","U_METR000012","Vérification PERIODIQUE température","MPS","DEF","U720","50U","472 430,00","2021-03-18",3,1,0,52,1,"BIOMED_ULIS","EXETALCMT37Thermomètre  AOIP Thermopréci n° 3U_METR000012Vérification PERIODIQUE température50U52"]
["ACA4CE203","Caisson d'extraction sorbonnes 1277/78","U_CLIM000205","Maintenance extraction / ventilation","MPS","DEF","U222AC","10U","650 801,00","2024-10-31",3,1,0,13,1,"BIOTECH_ULIS","ACA4CE203Caisson d'extraction sorbonnes 1277/78U_CLIM000205Maintenance extraction / ventilation10U13"]
["ACA4CE205","Caisson d'extraction laboratoire 1256/57","U_CLIM000205","Maintenance extraction / ventilation","MPS","DEF","U222AC","10U","650 733,00","2024-10-21",3,1,0,13,1,"BIOTECH_ULIS","ACA4CE205Caisson d'extraction laboratoire 1256/57U_CLIM000205Maintenance extraction / ventilation10U13"]
["EXACA4CE207","Caisson d'extraction laboratoire 1264","U_CLIM000205","Maintenance extraction / ventilation","MPS","DEF","U222AC","10U","421 575,00","2018-10-29",3,1,0,13,1,"BIOTECH_ULIS",{"$f":"_xlfn.TEXTJOIN(\"\",TRUE,A1026:D1026,H1026,N1026)","v":"EXACA4CE207Caisson d'extraction laboratoire 1264U_CLIM000205Maintenance extraction / ventilation10U13"}]
["ACA4CE208","Caisson d'extraction laboratoire 1224","U_CLIM000205","Maintenance extraction / ventilation","MPS","DEF","U222AC","10U","650 734,00","2024-10-21",3,1,0,13,1,"BIOTECH_ULIS","ACA4CE208Caisson d'extraction laboratoire 1224U_CLIM000205Maintenance extraction / ventilation10U13"]
["ACA4CV51","Caisson ventilation laboratoire 1277/78","U_CLIM000205","Maintenance extraction / ventilation","MPS","DEF","U222AC","10U","650 735,00","2025-01-20",3,1,0,26,1,"BIOTECH_ULIS","ACA4CV51Caisson ventilation laboratoire 1277/78U_CLIM000205Maintenance extraction / ventilation10U26"]
["ACA4CV52","Caisson vent. labo. 1256/57/79/81/62","U_CLIM000205","Maintenance extraction / ventilation","MPS","DEF","U222AC","10U","650 736,00","2024-10-21",3,1,0,13,1,"BIOTECH_ULIS","ACA4CV52Caisson vent. labo. 1256/57/79/81/62U_CLIM000205Maintenance extraction / ventilation10U13"]
["ACA4CV53","Caisson vent. laboratoire 1264","U_CLIM000205","Maintenance extraction / ventilation","MPS","DEF","U222AC","10U","650 737,00","2024-10-21",3,1,0,13,1,"BIOTECH_ULIS","ACA4CV53Caisson vent. laboratoire 1264U_CLIM000205Maintenance extraction / ventilation10U13"]
["ACA4CV54","Caisson vent. laboratoire 1224","U_CLIM000205","Maintenance extraction / ventilation","MPS","DEF","U222AC","10U","650 738,00","2024-10-21",3,1,0,13,1,"BIOTECH_ULIS","ACA4CV54Caisson vent. laboratoire 1224U_CLIM000205Maintenance extraction / ventilation10U13"]
["ACCE013","Caisson d'extrac. poste transfo. ouest","U_CLIM000205","Maintenance extraction / ventilation","MPS","DEF","U222AC","10U","651 302,00","2025-03-09",3,1,0,26,1,"BIOMED_ULIS","ACCE013Caisson d'extrac. poste transfo. ouestU_CLIM000205Maintenance extraction / ventilation10U26"]
["EXACCE014","Caisson d'extrac. poste transfo. est","U_CLIM000205","Maintenance extraction / ventilation","MPS","DEF","U222AC","10U","409 939,00","2018-09-16",3,1,0,26,1,"BIOMED_ULIS","EXACCE014Caisson d'extrac. poste transfo. estU_CLIM000205Maintenance extraction / ventilation10U26"]
["ACCE015","Caisson d'extrac. salle machines froid","U_CLIM000205","Maintenance extraction / ventilation","MPS","DEF","U222AC","10U","651 304,00","2025-03-09",3,1,0,26,1,"BIOMED_ULIS","ACCE015Caisson d'extrac. salle machines froidU_CLIM000205Maintenance extraction / ventilation10U26"]
["AC38HEX38","Caisson de récup énergie vestiaires B8","U_CLIM000201","Contrôle CTA","MPS","DEF","U222AC","10U","651 373,00","2024-10-18",2,1,0,30,0,"BIOMED_ULIS","AC38HEX38Caisson de récup énergie vestiaires B8U_CLIM000201Contrôle CTA10U30"]
["AC07CE018","Caisson d'extrac. atel. +4° FP gamma","U_CLIM000205","Maintenance extraction / ventilation","MPS","DEF","U222AC","10U","645 709,00","2025-07-11",3,1,0,52,1,"BIOMED_ULIS","AC07CE018Caisson d'extrac. atel. +4° FP gammaU_CLIM000205Maintenance extraction / ventilation10U52"]
["AC07CE019","Caisson d'extrac. atel. +4° centri. gam.","U_CLIM000205","Maintenance extraction / ventilation","MPS","DEF","U222AC","10U","645 710,00","2025-07-11",3,1,0,52,1,"BIOMED_ULIS","AC07CE019Caisson d'extrac. atel. +4° centri. gam.U_CLIM000205Maintenance extraction / ventilation10U52"]
["MCBAV01","Armoire ventilée produits chimiques","U_CLIM000135","Maintenance armoire ventilée","MPS","DEF","U640MCB","21U","628 779,00","2025-03-08",3,1,0,52,1,"BIOMED_ULIS","MCBAV01Armoire ventilée produits chimiquesU_CLIM000135Maintenance armoire ventilée21U52"]
["EXOPLAV02","Armoire de stockage ventilée","U_CLIM000135","Maintenance armoire ventilée","MPS","DEF","U601OPL","10U","106 883,00","3000-01-01",0,1,0,null,null,"BIOMED_ULIS","EXOPLAV02Armoire de stockage ventiléeU_CLIM000135Maintenance armoire ventilée10U"]
["EXMGGAV01","Armoire de stockage ventilée","U_CLIM000135","Maintenance armoire ventilée","MPS","DEF","U168","21U","580 138,00","2024-03-09",3,1,0,52,1,"BIOMED_ULIS","EXMGGAV01Armoire de stockage ventiléeU_CLIM000135Maintenance armoire ventilée21U52"]
["EXMGGAV02","Armoire de stockage ventilée","U_CLIM000135","Maintenance armoire ventilée","MPS","DEF","U168","21U","580 139,00","2024-03-09",3,1,0,52,1,"BIOMED_ULIS","EXMGGAV02Armoire de stockage ventiléeU_CLIM000135Maintenance armoire ventilée21U52"]
["UDA1AV01","Armoire de stockage ventilée","U_CLIM000135","Maintenance armoire ventilée","MPS","DEF","U855","70U","636 029,00","2025-03-14",3,1,0,365,0,"BIOTECH_ULIS","UDA1AV01Armoire de stockage ventiléeU_CLIM000135Maintenance armoire ventilée70U365"]
["PLACF03","Chambre froide - 8°C 1SS25","U_CURA016776","Deuxieme DIT.Remise en etat des grilles","MC","AR","U410","AR",null,"3000-01-01",0,1,0,null,null,"BIOMED_ULIS","PLACF03Chambre froide - 8°C 1SS25U_CURA016776Deuxieme DIT.Remise en etat des grillesAR"]
["AC70CE020B","Caisson d'extraction bâtiment 1","U_CLIM000205","Maintenance extraction / ventilation","MPS","DEF","U222AC","10U","651 391,00","2025-03-22",3,1,0,26,1,"BIOMED_ULIS","AC70CE020BCaisson d'extraction bâtiment 1U_CLIM000205Maintenance extraction / ventilation10U26"]
["AC70CE020C","Caisson d'extraction bâtiment 1","U_CLIM000205","Maintenance extraction / ventilation","MPS","DEF","U222AC","10U","651 392,00","2025-03-22",3,1,0,26,1,"BIOMED_ULIS","AC70CE020CCaisson d'extraction bâtiment 1U_CLIM000205Maintenance extraction / ventilation10U26"]
["AC60CE089","Caisson d'extraction bâtiments B2 / B3","U_CLIM000205","Maintenance extraction / ventilation","MPS","DEF","U222AC","10U","650 723,00","2025-01-17",3,1,0,26,1,"BIOMED_ULIS","AC60CE089Caisson d'extraction bâtiments B2 / B3U_CLIM000205Maintenance extraction / ventilation10U26"]
["AC60CE091","Tourelle d'extraction sous sol B3","U_CLIM000205","Maintenance extraction / ventilation","MPS","DEF","U222AC","10U","650 725,00","2025-01-17",3,1,0,26,1,"BIOMED_ULIS","AC60CE091Tourelle d'extraction sous sol B3U_CLIM000205Maintenance extraction / ventilation10U26"]
["AC60CE090","Caisson d'extraction bâtiment B5","U_CLIM000205","Maintenance extraction / ventilation","MPS","DEF","U222AC","10U","650 724,00","2025-01-17",3,1,0,26,1,"BIOMED_ULIS","AC60CE090Caisson d'extraction bâtiment B5U_CLIM000205Maintenance extraction / ventilation10U26"]
["AC21CT21","Caisson traitement enceintes stabilité","U_CLIM000201","Contrôle CTA","MPS","DEF","U222AC","10U","441 120,00","2049-03-14",0,1,0,null,null,"BIOMED_ULIS","AC21CT21Caisson traitement enceintes stabilitéU_CLIM000201Contrôle CTA10U"]
["AC13CT13","Caisson de trait. air cryosas B8","U_CLIM000201","Contrôle CTA","MPS","DEF","U222AC","10U","651 300,00","2024-10-08",3,1,0,30,0,"BIOMED_ULIS","AC13CT13Caisson de trait. air cryosas B8U_CLIM000201Contrôle CTA10U30"]
["AC54CT54","Caisson trait. air (K 36) ateliers B10","U_CLIM000002","Maintenance caisson de climatisation","MPS","DEF","U222AC","10U","651 246,00","2025-03-03",3,1,0,182,0,"BIOMED_ULIS","AC54CT54Caisson trait. air (K 36) ateliers B10U_CLIM000002Maintenance caisson de climatisation10U182"]
["AC38CT38","Caisson de traitement air vestiaires B8","U_CLIM000201","Contrôle CTA","MPS","DEF","U222AC","10U","651 377,00","2024-10-17",3,1,0,30,0,"BIOMED_ULIS","AC38CT38Caisson de traitement air vestiaires B8U_CLIM000201Contrôle CTA10U30"]
["AC01CE022","Caisson extraction poste stérilisation","U_CLIM000205","Maintenance extraction / ventilation","MPS","DEF","U222AC","10U","645 708,00","2025-07-11",3,1,0,52,1,"BIOMED_ULIS","AC01CE022Caisson extraction poste stérilisationU_CLIM000205Maintenance extraction / ventilation10U52"]
["EXAC08CE030","Caisson d'extraction laverie décongél B8","U_CLIM000205","Maintenance extraction / ventilation","MPS","DEF","U222AC","10U","482 554,00","2021-08-02",3,1,0,52,1,"BIOMED_ULIS","EXAC08CE030Caisson d'extraction laverie décongél B8U_CLIM000205Maintenance extraction / ventilation10U52"]
["EXAC10CE011","Caisson d'extraction local déchets 8rc68","U_CLIM000205","Maintenance extraction / ventilation","MPS","DEF","U222AC","10U","520 816,00","2021-09-25",3,1,0,13,1,"BIOMED_ULIS","EXAC10CE011Caisson d'extraction local déchets 8rc68U_CLIM000205Maintenance extraction / ventilation10U13"]
["CRDDES01","Déshydrateur chambre froide n°1209","U_CLIM000123","Maintenance déshumidificateurs","MPS","DEF","U222RF","10U","651 248,00","2025-03-03",3,1,0,182,0,"BIOMED_ULIS","CRDDES01Déshydrateur chambre froide n°1209U_CLIM000123Maintenance déshumidificateurs10U182"]
["AC51CE61A","Caisson d'extraction (K07A) cuisine B9","U_CLIM000205","Maintenance extraction / ventilation","MPS","DEF","U222AC","10U","113 137,00","3000-01-01",0,1,0,null,null,"BIOMED_ULIS","AC51CE61ACaisson d'extraction (K07A) cuisine B9U_CLIM000205Maintenance extraction / ventilation10U"]
["AC51CE61B","Caisson d'extraction (K07B) cuisine B9","U_CLIM000205","Maintenance extraction / ventilation","MPS","DEF","U222AC","10U","113 138,00","3000-01-01",0,1,0,null,null,"BIOMED_ULIS","AC51CE61BCaisson d'extraction (K07B) cuisine B9U_CLIM000205Maintenance extraction / ventilation10U"]
["AC51CE62","Caisson d'extraction (K08) laverie B9","U_CLIM000205","Maintenance extraction / ventilation","MPS","DEF","U222AC","10U","113 140,00","3000-01-01",0,1,0,null,null,"BIOMED_ULIS","AC51CE62Caisson d'extraction (K08) laverie B9U_CLIM000205Maintenance extraction / ventilation10U"]
["AC51CE63","Caisson d'extraction (K09) sanitaires B9","U_CLIM000205","Maintenance extraction / ventilation","MPS","DEF","U222AC","10U","113 141,00","3000-01-01",0,1,0,null,null,"BIOMED_ULIS","AC51CE63Caisson d'extraction (K09) sanitaires B9U_CLIM000205Maintenance extraction / ventilation10U"]
["AC51CT51","Caisson trait. air (K 05) restaurant B9","U_CLIM000002","Maintenance caisson de climatisation","MPS","DEF","U222AC","10U","641 434,00","2024-10-30",3,1,0,26,1,"BIOMED_ULIS","AC51CT51Caisson trait. air (K 05) restaurant B9U_CLIM000002Maintenance caisson de climatisation10U26"]
["AC51CT52","Caisson trait. air (K 06) cuisine B9","U_CLIM000002","Maintenance caisson de climatisation","MPS","DEF","U222AC","10U","641 435,00","2024-10-30",3,1,0,26,1,"BIOMED_ULIS","AC51CT52Caisson trait. air (K 06) cuisine B9U_CLIM000002Maintenance caisson de climatisation10U26"]
["AC51CT53","Caisson trait. air (K11) jard d'hiver B9","U_CLIM000002","Maintenance caisson de climatisation","MPS","DEF","U222AC","10U","641 436,00","2024-10-30",3,1,0,26,1,"BIOMED_ULIS","AC51CT53Caisson trait. air (K11) jard d'hiver B9U_CLIM000002Maintenance caisson de climatisation10U26"]
["ACCE033","Caisson extrac. local acide 8ss42","U_CLIM000205","Maintenance extraction / ventilation","MPS","DEF","U222AC","10U","617 319,00","2024-12-23",3,1,0,52,1,"BIOMED_ULIS","ACCE033Caisson extrac. local acide 8ss42U_CLIM000205Maintenance extraction / ventilation10U52"]
["ACCE034","Caisson extrac. local soude 8ss41","U_CLIM000205","Maintenance extraction / ventilation","MPS","DEF","U222AC","10U","617 320,00","2024-12-23",3,1,0,52,1,"BIOMED_ULIS","ACCE034Caisson extrac. local soude 8ss41U_CLIM000205Maintenance extraction / ventilation10U52"]
["ACCE032","Caisson extrac. fosse ouest","U_CLIM000205","Maintenance extraction / ventilation","MPS","DEF","U222AC","10U","617 313,00","2024-12-22",3,1,0,52,1,"BIOMED_ULIS","ACCE032Caisson extrac. fosse ouestU_CLIM000205Maintenance extraction / ventilation10U52"]
["AC41CT41","Caisson traitement air labos 1334 à 1339","U_CLIM000002","Maintenance caisson de climatisation","MPS","DEF","U222AC","10U","641 433,00","2024-10-30",3,1,0,26,1,"BIOMED_ULIS","AC41CT41Caisson traitement air labos 1334 à 1339U_CLIM000002Maintenance caisson de climatisation10U26"]
["GW5CMP06","Pression départ reseau GW5","U_METROLOGIE    15","Vérification CURATIVE pression","MC","DEF","U222GW","10U","59 832,00","3000-01-01",0,1,0,null,null,"BIOMED_ULIS","GW5CMP06Pression départ reseau GW5U_METROLOGIE    15Vérification CURATIVE pression10U"]
["GW5CMP06","Pression départ reseau GW5","U_METR000015","Vérification PERIODIQUE pression","MPS","DEF","U222GW","10U","651 382,00","2025-09-16",3,1,0,52,1,"BIOMED_ULIS","GW5CMP06Pression départ reseau GW5U_METR000015Vérification PERIODIQUE pression10U52"]
["MGGCMW01","Balance transpalette manuel peseur n°9","U_METR000004","Vérif. PERIODIQUE balance 301/1500 Kgmax.","MPS","DEF","U168","11U","633 355,00","2025-03-13",3,61,0,52,1,"BIOMED_ULIS","MGGCMW01Balance transpalette manuel peseur n°9U_METR000004Vérif. PERIODIQUE balance 301/1500 Kgmax.11U52"]
["MGGCMW01","Balance transpalette manuel peseur n°9","U_METROLOGIE    04","Vérif. CURATIVE balance 301/1500 Kg","MC","DEF","U168","11U","74 549,00","3000-01-01",0,1,0,null,null,"BIOMED_ULIS","MGGCMW01Balance transpalette manuel peseur n°9U_METROLOGIE    04Vérif. CURATIVE balance 301/1500 Kg11U"]
["FW3","Réseau incendie sprinklage source","U_EAUX000036","Maintenance installations sprinklers","MPS","DEF","U130","12U","112 942,00","3000-01-01",3,1,0,156,1,"BIOMED_ULIS","FW3Réseau incendie sprinklage sourceU_EAUX000036Maintenance installations sprinklers12U156"]
["EXSHW11SBD14B","S/b 90° ballon d'eau chaude b09 restau.","U_CURA016903","Remplacement purgeur","MC","AR","U222SHW","10U",null,"3000-01-01",0,1,0,null,null,"BIOMED_ULIS","EXSHW11SBD14BS/b 90° ballon d'eau chaude b09 restau.U_CURA016903Remplacement purgeur10U"]
["AC54CE64","Caisson d'extract. (K 37) sanitaires B10","U_CLIM000205","Maintenance extraction / ventilation","MPS","DEF","U222AC","10U","632 924,00","2025-03-23",3,1,0,52,1,"BIOMED_ULIS","AC54CE64Caisson d'extract. (K 37) sanitaires B10U_CLIM000205Maintenance extraction / ventilation10U52"]
["AC54CE65","Caisson d'extract. (K 38) bureaux B10","U_CLIM000205","Maintenance extraction / ventilation","MPS","DEF","U222AC","10U","632 925,00","2025-03-23",3,1,0,52,1,"BIOMED_ULIS","AC54CE65Caisson d'extract. (K 38) bureaux B10U_CLIM000205Maintenance extraction / ventilation10U52"]
["EPL2SCEL07","Scelleuse de barquettes poste C","U_CURA016971","Achat et mise en service initiale","AME","AR","U406","11U",null,"3000-01-01",0,1,0,null,null,"BIOMED_ULIS","EPL2SCEL07Scelleuse de barquettes poste CU_CURA016971Achat et mise en service initiale11U"]
["BAT11MGG","Bâtiment 11 partie magasin général","U_CURA016979","Plate-forme HS du quai n°7 à remonter. A","MC","AR","U200BATP","AR",null,"3000-01-01",0,1,0,null,null,"BIOMED_ULIS","BAT11MGGBâtiment 11 partie magasin généralU_CURA016979Plate-forme HS du quai n°7 à remonter. AAR"]
["ACCE012","Caisson d'extraction local CIP 8ss15","U_CLIM000205","Maintenance extraction / ventilation","MPS","DEF","U222AC","10U","617 318,00","2024-12-23",3,1,0,52,1,"BIOMED_ULIS","ACCE012Caisson d'extraction local CIP 8ss15U_CLIM000205Maintenance extraction / ventilation10U52"]
["TECHFCS02","Débimètre analyse de process","U_METROLOGIE    30","Vérification CURATIVE de comptage","MC","DEF","U200","11U","21 826,00","3000-01-01",0,1,0,null,null,"BIOMED_ULIS","TECHFCS02Débimètre analyse de processU_METROLOGIE    30Vérification CURATIVE de comptage11U"]
["EXDWCMF01","Mesure débit eau de ville (DWQE01/QI01)","U_METR000011","Vérification PERIODIQUE de débit","MPS","DEF","U222DW","11U","479 453,00","2022-07-30",3,1,0,730,0,"BIOMED_ULIS","EXDWCMF01Mesure débit eau de ville (DWQE01/QI01)U_METR000011Vérification PERIODIQUE de débit11U730"]
["MGGBOX03","Box pesée n°3 sous flux laminaire","U_CURA017164","Support sacs d'adjuvants en inox points","MC","AR","U168","AR",null,"3000-01-01",0,1,0,null,null,"BIOMED_ULIS","MGGBOX03Box pesée n°3 sous flux laminaireU_CURA017164Support sacs d'adjuvants en inox pointsAR"]
["EXOPLCONG30","Congélateur -80°C n°30 plasmathèque","U_CURA017180","Caracterisation du congel","MPS","AR","U601OPL","11U",null,"3000-01-01",0,1,0,null,null,"BIOMED_ULIS","EXOPLCONG30Congélateur -80°C n°30 plasmathèqueU_CURA017180Caracterisation du congel11U"]
["SGCMW01","Balance transpalette manuel peseur n°1","U_METR000004","Vérif. PERIODIQUE balance 301/1500 Kgmax.","MPS","DEF","U130","11U","633 360,00","2025-03-13",3,1,0,52,1,"BIOMED_ULIS","SGCMW01Balance transpalette manuel peseur n°1U_METR000004Vérif. PERIODIQUE balance 301/1500 Kgmax.11U52"]
["WW1CMF01","Aff + enreg débit effluents NEP","U_METR000026","Vérification PERIODIQUE labo extérieur","MPS","DEF","U235WW","11U","555 190,00","2024-06-15",3,1,0,104,1,"BIOMED_ULIS","WW1CMF01Aff + enreg débit effluents NEPU_METR000026Vérification PERIODIQUE labo extérieur11U104"]
["WW1CMF01","Aff + enreg débit effluents NEP","U_METROLOGIE    26","Vérification CURATIVE labo extérieur","MC","DEF","U235WW","11U",null,"2030-12-31",0,1,0,null,null,"BIOMED_ULIS","WW1CMF01Aff + enreg débit effluents NEPU_METROLOGIE    26Vérification CURATIVE labo extérieur11U"]
["MGPTRP07","Transpalette électrique","U_LEVA000014","Maintenance gerbeur transpalette","MPS","DEF","U406","15U","632 094,00","2024-09-21",3,30,0,26,1,"BIOMED_ULIS","MGPTRP07Transpalette électriqueU_LEVA000014Maintenance gerbeur transpalette15U26"]
["ALBTRP01","Transpalette électrique sortie déchets","U_LEVA000014","Maintenance gerbeur transpalette","MPS","DEF","U440LEV","15U","632 078,00","2024-09-21",3,30,0,26,1,"BIOMED_ULIS","ALBTRP01Transpalette électrique sortie déchetsU_LEVA000014Maintenance gerbeur transpalette15U26"]
["AC38CE38","Caisson d'extraction vestiaires B8","U_CLIM000205","Maintenance extraction / ventilation","MPS","DEF","U222AC","10U","644 855,00","2024-12-26",3,1,0,26,1,"BIOMED_ULIS","AC38CE38Caisson d'extraction vestiaires B8U_CLIM000205Maintenance extraction / ventilation10U26"]
["PLAGER06","Gerbeur électrique","U_CONT000032","Visite réglementaire","MPS","DEF","U440LEV","15U","632 157,00","2024-10-16",3,1,0,26,1,"BIOMED_ULIS","PLAGER06Gerbeur électriqueU_CONT000032Visite réglementaire15U26"]
["PLAGER06","Gerbeur électrique","U_LEVA000014","Maintenance gerbeur transpalette","MPS","DEF","U440LEV","15U","632 101,00","2024-09-21",3,30,0,26,1,"BIOMED_ULIS",{"$f":"_xlfn.TEXTJOIN(\"\",TRUE,A1090:D1090,H1090,N1090)","v":"PLAGER06Gerbeur électriqueU_LEVA000014Maintenance gerbeur transpalette15U26"}]
["UDP2CMW313","Balance Sartorius 6200g/0,01g","U_METR000001","Vérif. PERIODIQUE balance 0/30 Kg max.","MPS","DEF","U851","70U","638 945,00","2025-04-30",3,1,0,365,0,"BIOTECH_ULIS","UDP2CMW313Balance Sartorius 6200g/0,01gU_METR000001Vérif. PERIODIQUE balance 0/30 Kg max.70U365"]
["ETALCMR02","Boite à résistances RD6C1B n°7674117 F6","U_METR000026","Vérification PERIODIQUE labo extérieur","MPS","METR","U205","50U","545 285,00","2027-11-02",3,1,0,260,1,"BIOMED_ULIS","ETALCMR02Boite à résistances RD6C1B n°7674117 F6U_METR000026Vérification PERIODIQUE labo extérieur50U260"]
["ETALCMR02","Boite à résistances RD6C1B n°7674117 F6","U_METROLOGIE    26","Vérification CURATIVE labo extérieur","MC","METR","U205","50U",null,"2031-03-04",0,1,0,null,null,"BIOMED_ULIS","ETALCMR02Boite à résistances RD6C1B n°7674117 F6U_METROLOGIE    26Vérification CURATIVE labo extérieur50U"]
["ETALCMR01","Boite à résistances RD6C1B n°R020049-005","U_METROLOGIE    26","Vérification CURATIVE labo extérieur","MC","DEF","U720","50U",null,"2030-12-31",0,1,0,null,null,"BIOMED_ULIS","ETALCMR01Boite à résistances RD6C1B n°R020049-005U_METROLOGIE    26Vérification CURATIVE labo extérieur50U"]
["WFICMC03","Affichage conductivité WFISBD105","U_METR000018","Vérif. PERIODIQUE mesure conductivité circuit","MPS","DEF","U236WFI","11U","633 334,00","2025-03-12",3,1,0,52,1,"BIOMED_ULIS","WFICMC03Affichage conductivité WFISBD105U_METR000018Vérif. PERIODIQUE mesure conductivité circuit11U52"]
["WFICMC03","Affichage conductivité WFISBD105","U_METROLOGIE    18","Vérification CURATIVE conductivité circuit","MC","DEF","U236WFI","11U","634 957,00","3000-01-01",0,1,0,null,null,"BIOMED_ULIS","WFICMC03Affichage conductivité WFISBD105U_METROLOGIE    18Vérification CURATIVE conductivité circuit11U"]
["WFICMT08","Régulation temp. sortie WFIHEX11 (GW5)","U_METR000012","Vérification PERIODIQUE température","MPS","DEF","U236WFI","11U","633 337,00","2025-03-12",3,1,0,52,1,"BIOMED_ULIS","WFICMT08Régulation temp. sortie WFIHEX11 (GW5)U_METR000012Vérification PERIODIQUE température11U52"]
["WFICMT08","Régulation temp. sortie WFIHEX11 (GW5)","U_METROLOGIE    12","Vérification CURATIVE température","MC","DEF","U236WFI","11U","489 311,00","2050-01-01",0,1,0,null,null,"BIOMED_ULIS","WFICMT08Régulation temp. sortie WFIHEX11 (GW5)U_METROLOGIE    12Vérification CURATIVE température11U"]
["WFICMT09","Contrôle temp. retour WFISBD105","U_METROLOGIE    12","Vérification CURATIVE température","MC","DEF","U236WFI","11U","489 313,00","2050-01-01",0,1,0,null,null,"BIOMED_ULIS","WFICMT09Contrôle temp. retour WFISBD105U_METROLOGIE    12Vérification CURATIVE température11U"]
["WFICMT09","Contrôle temp. retour WFISBD105","U_METR000012","Vérification PERIODIQUE température","MPS","DEF","U236WFI","11U","633 338,00","2025-03-12",3,1,0,52,1,"BIOMED_ULIS","WFICMT09Contrôle temp. retour WFISBD105U_METR000012Vérification PERIODIQUE température11U52"]
["WFICMT41","Régulation temp. départ WFISBD105","U_METR000012","Vérification PERIODIQUE température","MPS","DEF","U236WFI","11U","633 339,00","2025-03-12",3,1,0,52,1,"BIOMED_ULIS","WFICMT41Régulation temp. départ WFISBD105U_METR000012Vérification PERIODIQUE température11U52"]
["WFICMT41","Régulation temp. départ WFISBD105","U_METROLOGIE    12","Vérification CURATIVE température","MC","DEF","U236WFI","11U","489 312,00","2050-01-01",0,1,0,null,null,"BIOMED_ULIS","WFICMT41Régulation temp. départ WFISBD105U_METROLOGIE    12Vérification CURATIVE température11U"]
["WFICMP03","Pression départ  WFISBD105","U_METROLOGIE    15","Vérification CURATIVE pression","MC","DEF","U236WFI","11U","489 314,00","2050-01-01",0,1,0,null,null,"BIOMED_ULIS","WFICMP03Pression départ  WFISBD105U_METROLOGIE    15Vérification CURATIVE pression11U"]
["WFICMP03","Pression départ  WFISBD105","U_METR000015","Vérification PERIODIQUE pression","MPS","DEF","U236WFI","11U","633 361,00","2025-03-13",3,1,0,52,1,"BIOMED_ULIS","WFICMP03Pression départ  WFISBD105U_METR000015Vérification PERIODIQUE pression11U52"]
["GW0CMP09","Indic pression calo GW0 de WFISBD105","U_METR000015","Vérification PERIODIQUE pression","MPS","DEF","U222GW","11U","633 267,00","2026-03-05",3,1,0,104,1,"BIOMED_ULIS","GW0CMP09Indic pression calo GW0 de WFISBD105U_METR000015Vérification PERIODIQUE pression11U104"]
["GW0CMP09","Indic pression calo GW0 de WFISBD105","U_METROLOGIE    15","Vérification CURATIVE pression","MC","DEF","U222GW","11U","489 316,00","2050-01-01",0,1,0,null,null,"BIOMED_ULIS","GW0CMP09Indic pression calo GW0 de WFISBD105U_METROLOGIE    15Vérification CURATIVE pression11U"]
["GW5CMP03","Indic pression calo GW5 de WFISBD105","U_METROLOGIE    15","Vérification CURATIVE pression","MC","DEF","U222GW","11U","489 315,00","2050-01-01",0,1,0,null,null,"BIOMED_ULIS","GW5CMP03Indic pression calo GW5 de WFISBD105U_METROLOGIE    15Vérification CURATIVE pression11U"]
["GW5CMP03","Indic pression calo GW5 de WFISBD105","U_METR000015","Vérification PERIODIQUE pression","MPS","DEF","U222GW","11U","633 368,00","2026-03-13",3,1,0,104,1,"BIOMED_ULIS","GW5CMP03Indic pression calo GW5 de WFISBD105U_METR000015Vérification PERIODIQUE pression11U104"]
["WFISBD105","Ss boucle FP T I+II+III et laverie 8RC71","U_PROC000004","Maintenance annuelle s/boucle WFI","MPS","DEF","U236WFI","11U","589 519,00","2024-03-13",3,1,0,52,1,"BIOMED_ULIS","WFISBD105Ss boucle FP T I+II+III et laverie 8RC71U_PROC000004Maintenance annuelle s/boucle WFI11U52"]
["AC21","Air climatisé enceintes de stabilité","U_AVEC","Gammes à associer","MPS","DEF","U222AC","AR",null,"2020-12-31",0,1,0,null,null,"BIOMED_ULIS","AC21Air climatisé enceintes de stabilitéU_AVECGammes à associerAR"]
["AC40CE209","Caisson d'extraction sanitaires B18","U_AVEC","Gammes à associer","MPS","AR","U222AC","AR",null,"2020-12-31",0,1,0,null,null,"BIOMED_ULIS","AC40CE209Caisson d'extraction sanitaires B18U_AVECGammes à associerAR"]
["AC40CL031","Climatiseur pièce 18RC13","U_AVEC","Gammes à associer","MPS","AR","U222AC","AR",null,"2020-12-31",0,1,0,null,null,"BIOMED_ULIS","AC40CL031Climatiseur pièce 18RC13U_AVECGammes à associerAR"]
["AC40CL032","Climatiseur pièce 18RC12","U_AVEC","Gammes à associer","MPS","AR","U222AC","AR",null,"2020-12-31",0,1,0,null,null,"BIOMED_ULIS","AC40CL032Climatiseur pièce 18RC12U_AVECGammes à associerAR"]
["AC40CL033","Climatiseur pièce 18RC15","U_AVEC","Gammes à associer","MPS","AR","U222AC","AR",null,"2020-12-31",0,1,0,null,null,"BIOMED_ULIS","AC40CL033Climatiseur pièce 18RC15U_AVECGammes à associerAR"]
["AC40CL034","Climatiseur pièce 18RC14","U_AVEC","Gammes à associer","MPS","AR","U222AC","AR",null,"2020-12-31",0,1,0,null,null,"BIOMED_ULIS","AC40CL034Climatiseur pièce 18RC14U_AVECGammes à associerAR"]
["AC40CL035","Climatiseur pièce 18RC16","U_AVEC","Gammes à associer","MPS","AR","U222AC","AR",null,"2020-12-31",0,1,0,null,null,"BIOMED_ULIS","AC40CL035Climatiseur pièce 18RC16U_AVECGammes à associerAR"]
["AC40CL04","Climatiseur pièce 18RC17","U_AVEC","Gammes à associer","MPS","AR","U222AC","AR",null,"2020-12-31",0,1,0,null,null,"BIOMED_ULIS","AC40CL04Climatiseur pièce 18RC17U_AVECGammes à associerAR"]
["AC40CL111","Climatiseur pièce 18103","U_AVEC","Gammes à associer","MPS","AR","U222AC","AR",null,"2020-12-31",0,1,0,null,null,"BIOMED_ULIS","AC40CL111Climatiseur pièce 18103U_AVECGammes à associerAR"]
["AC40CL112","Climatiseur pièce 18102","U_AVEC","Gammes à associer","MPS","AR","U222AC","AR",null,"2020-12-31",0,1,0,null,null,"BIOMED_ULIS","AC40CL112Climatiseur pièce 18102U_AVECGammes à associerAR"]
["AC40CL113","Climatiseur pièce 18105","U_AVEC","Gammes à associer","MPS","AR","U222AC","AR",null,"2020-12-31",0,1,0,null,null,"BIOMED_ULIS","AC40CL113Climatiseur pièce 18105U_AVECGammes à associerAR"]
["AC40CL114","Climatiseur pièce 18104","U_AVEC","Gammes à associer","MPS","AR","U222AC","AR",null,"2020-12-31",0,1,0,null,null,"BIOMED_ULIS","AC40CL114Climatiseur pièce 18104U_AVECGammes à associerAR"]
["AC40CL115","Climatiseur pièce 18107","U_AVEC","Gammes à associer","MPS","AR","U222AC","AR",null,"2020-12-31",0,1,0,null,null,"BIOMED_ULIS","AC40CL115Climatiseur pièce 18107U_AVECGammes à associerAR"]
["AC40CL121","Climatiseur pièce 18106","U_AVEC","Gammes à associer","MPS","AR","U222AC","AR",null,"2020-12-31",0,1,0,null,null,"BIOMED_ULIS","AC40CL121Climatiseur pièce 18106U_AVECGammes à associerAR"]
["AC40CL122","Climatiseur pièce 18109","U_AVEC","Gammes à associer","MPS","AR","U222AC","AR",null,"2020-12-31",0,1,0,null,null,"BIOMED_ULIS","AC40CL122Climatiseur pièce 18109U_AVECGammes à associerAR"]
["AC40CL123","Climatiseur pièce 18108","U_AVEC","Gammes à associer","MPS","AR","U222AC","AR",null,"2020-12-31",0,1,0,null,null,"BIOMED_ULIS","AC40CL123Climatiseur pièce 18108U_AVECGammes à associerAR"]
["AC40CL124","Climatiseur pièce 18111","U_AVEC","Gammes à associer","MPS","AR","U222AC","AR",null,"2020-12-31",0,1,0,null,null,"BIOMED_ULIS","AC40CL124Climatiseur pièce 18111U_AVECGammes à associerAR"]
["AC40CL125","Climatiseur pièce 18110","U_AVEC","Gammes à associer","MPS","AR","U222AC","AR",null,"2020-12-31",0,1,0,null,null,"BIOMED_ULIS","AC40CL125Climatiseur pièce 18110U_AVECGammes à associerAR"]
["AC40CL131","Climatiseur pièce 18113","U_AVEC","Gammes à associer","MPS","AR","U222AC","AR",null,"2020-12-31",0,1,0,null,null,"BIOMED_ULIS","AC40CL131Climatiseur pièce 18113U_AVECGammes à associerAR"]
["AC40CL132","Climatiseur pièce 18112","U_AVEC","Gammes à associer","MPS","AR","U222AC","AR",null,"2020-12-31",0,1,0,null,null,"BIOMED_ULIS","AC40CL132Climatiseur pièce 18112U_AVECGammes à associerAR"]
["AC40CL133","Climatiseur pièce 18115","U_AVEC","Gammes à associer","MPS","AR","U222AC","AR",null,"2020-12-31",0,1,0,null,null,"BIOMED_ULIS","AC40CL133Climatiseur pièce 18115U_AVECGammes à associerAR"]
["AC40CL134","Climatiseur pièce 18114","U_AVEC","Gammes à associer","MPS","AR","U222AC","AR",null,"2020-12-31",0,1,0,null,null,"BIOMED_ULIS","AC40CL134Climatiseur pièce 18114U_AVECGammes à associerAR"]
["AC40CL135","Climatiseur pièce 18116","U_AVEC","Gammes à associer","MPS","AR","U222AC","AR",null,"2020-12-31",0,1,0,null,null,"BIOMED_ULIS","AC40CL135Climatiseur pièce 18116U_AVECGammes à associerAR"]
["AC40CL14","Climatiseur pièce 18117","U_AVEC","Gammes à associer","MPS","AR","U222AC","AR",null,"2020-12-31",0,1,0,null,null,"BIOMED_ULIS","AC40CL14Climatiseur pièce 18117U_AVECGammes à associerAR"]
["AC40CL211","Climatiseur pièce 18203","U_AVEC","Gammes à associer","MPS","AR","U222AC","AR",null,"2020-12-31",0,1,0,null,null,"BIOMED_ULIS","AC40CL211Climatiseur pièce 18203U_AVECGammes à associerAR"]
["AC40CL212","Climatiseur pièce 18202","U_AVEC","Gammes à associer","MPS","AR","U222AC","AR",null,"2020-12-31",0,1,0,null,null,"BIOMED_ULIS","AC40CL212Climatiseur pièce 18202U_AVECGammes à associerAR"]
["AC40CL213","Climatiseur pièce 18205","U_AVEC","Gammes à associer","MPS","AR","U222AC","AR",null,"2020-12-31",0,1,0,null,null,"BIOMED_ULIS","AC40CL213Climatiseur pièce 18205U_AVECGammes à associerAR"]
["AC40CL214","Climatiseur pièce 18204","U_AVEC","Gammes à associer","MPS","AR","U222AC","AR",null,"2020-12-31",0,1,0,null,null,"BIOMED_ULIS","AC40CL214Climatiseur pièce 18204U_AVECGammes à associerAR"]
["AC40CL215","Climatiseur pièce 18207","U_AVEC","Gammes à associer","MPS","AR","U222AC","AR",null,"2020-12-31",0,1,0,null,null,"BIOMED_ULIS","AC40CL215Climatiseur pièce 18207U_AVECGammes à associerAR"]
["AC40CL221","Climatiseur pièce 18206","U_AVEC","Gammes à associer","MPS","AR","U222AC","AR",null,"2020-12-31",0,1,0,null,null,"BIOMED_ULIS","AC40CL221Climatiseur pièce 18206U_AVECGammes à associerAR"]
["AC40CL222","Climatiseur pièce 18209","U_AVEC","Gammes à associer","MPS","AR","U222AC","AR",null,"2020-12-31",0,1,0,null,null,"BIOMED_ULIS","AC40CL222Climatiseur pièce 18209U_AVECGammes à associerAR"]
["AC40CL223","Climatiseur pièce 18208","U_AVEC","Gammes à associer","MPS","AR","U222AC","AR",null,"2020-12-31",0,1,0,null,null,"BIOMED_ULIS","AC40CL223Climatiseur pièce 18208U_AVECGammes à associerAR"]
["AC40CL224","Climatiseur pièce 18211","U_AVEC","Gammes à associer","MPS","AR","U222AC","AR",null,"2020-12-31",0,1,0,null,null,"BIOMED_ULIS","AC40CL224Climatiseur pièce 18211U_AVECGammes à associerAR"]
["AC40CL225","Climatiseur pièce 18210","U_AVEC","Gammes à associer","MPS","AR","U222AC","AR",null,"2020-12-31",0,1,0,null,null,"BIOMED_ULIS","AC40CL225Climatiseur pièce 18210U_AVECGammes à associerAR"]
["AC40CL231","Climatiseur pièce 18213","U_AVEC","Gammes à associer","MPS","AR","U222AC","AR",null,"2020-12-31",0,1,0,null,null,"BIOMED_ULIS","AC40CL231Climatiseur pièce 18213U_AVECGammes à associerAR"]
["AC40CL232","Climatiseur pièce 18212","U_AVEC","Gammes à associer","MPS","AR","U222AC","AR",null,"2020-12-31",0,1,0,null,null,"BIOMED_ULIS","AC40CL232Climatiseur pièce 18212U_AVECGammes à associerAR"]
["AC40CL233","Climatiseur pièce 18215","U_AVEC","Gammes à associer","MPS","AR","U222AC","AR",null,"2020-12-31",0,1,0,null,null,"BIOMED_ULIS","AC40CL233Climatiseur pièce 18215U_AVECGammes à associerAR"]
["AC40CL234","Climatiseur pièce 18214","U_AVEC","Gammes à associer","MPS","AR","U222AC","AR",null,"2020-12-31",0,1,0,null,null,"BIOMED_ULIS","AC40CL234Climatiseur pièce 18214U_AVECGammes à associerAR"]
["AC40CL235","Climatiseur pièce 18216","U_AVEC","Gammes à associer","MPS","AR","U222AC","AR",null,"2020-12-31",0,1,0,null,null,"BIOMED_ULIS","AC40CL235Climatiseur pièce 18216U_AVECGammes à associerAR"]
["AC40CL24","Climatiseur pièce 18217","U_AVEC","Gammes à associer","MPS","AR","U222AC","AR",null,"2020-12-31",0,1,0,null,null,"BIOMED_ULIS","AC40CL24Climatiseur pièce 18217U_AVECGammes à associerAR"]
["AC61AE05B","Aérotherm K25 B recyclage","U_AVEC","Gammes à associer","MPS","AR","U222AC","AR",null,"2020-12-31",0,1,0,null,null,"BIOMED_ULIS","AC61AE05BAérotherm K25 B recyclageU_AVECGammes à associerAR"]
["AC61AE05C","Aérotherm K25 C recyclage","U_AVEC","Gammes à associer","MPS","AR","U222AC","AR",null,"2020-12-31",0,1,0,null,null,"BIOMED_ULIS","AC61AE05CAérotherm K25 C recyclageU_AVECGammes à associerAR"]
["AC61AE05D","Aérotherm K25 D recyclage","U_AVEC","Gammes à associer","MPS","AR","U222AC","AR",null,"2020-12-31",0,1,0,null,null,"BIOMED_ULIS","AC61AE05DAérotherm K25 D recyclageU_AVECGammes à associerAR"]
["AC61AE06A","Aérotherm K28 A recyclage","U_AVEC","Gammes à associer","MPS","AR","U222AC","AR",null,"2020-12-31",0,1,0,null,null,"BIOMED_ULIS","AC61AE06AAérotherm K28 A recyclageU_AVECGammes à associerAR"]
["AC61AE06B","Aérotherm K28 B recyclage","U_AVEC","Gammes à associer","MPS","AR","U222AC","AR",null,"2020-12-31",0,1,0,null,null,"BIOMED_ULIS",{"$f":"_xlfn.TEXTJOIN(\"\",TRUE,A1154:D1154,H1154,N1154)","v":"AC61AE06BAérotherm K28 B recyclageU_AVECGammes à associerAR"}]
["AC61AE07A","Aérotherm K29 A recyclage","U_AVEC","Gammes à associer","MPS","AR","U222AC","AR",null,"2020-12-31",0,1,0,null,null,"BIOMED_ULIS","AC61AE07AAérotherm K29 A recyclageU_AVECGammes à associerAR"]
["AC61AE07B","Aérotherm K29 B recyclage","U_AVEC","Gammes à associer","MPS","AR","U222AC","AR",null,"2020-12-31",0,1,0,null,null,"BIOMED_ULIS","AC61AE07BAérotherm K29 B recyclageU_AVECGammes à associerAR"]
["AC61AE07C","Aérotherm K29 C recyclage","U_AVEC","Gammes à associer","MPS","AR","U222AC","AR",null,"2020-12-31",0,1,0,null,null,"BIOMED_ULIS","AC61AE07CAérotherm K29 C recyclageU_AVECGammes à associerAR"]
["AC61AE07D","Aérotherm K29 D recyclage","U_AVEC","Gammes à associer","MPS","AR","U222AC","AR",null,"2020-12-31",0,1,0,null,null,"BIOMED_ULIS","AC61AE07DAérotherm K29 D recyclageU_AVECGammes à associerAR"]
["AC61AE08","Aérotherm K30 air neuf","U_AVEC","Gammes à associer","MPS","AR","U222AC","AR",null,"2020-12-31",0,1,0,null,null,"BIOMED_ULIS","AC61AE08Aérotherm K30 air neufU_AVECGammes à associerAR"]
["AC61AE09A","Aérotherm K20 A recyclage","U_AVEC","Gammes à associer","MPS","AR","U222AC","AR",null,"2020-12-31",0,1,0,null,null,"BIOMED_ULIS","AC61AE09AAérotherm K20 A recyclageU_AVECGammes à associerAR"]
["AC61AE09B","Aérotherm K20 B recyclage","U_AVEC","Gammes à associer","MPS","AR","U222AC","AR",null,"2020-12-31",0,1,0,null,null,"BIOMED_ULIS","AC61AE09BAérotherm K20 B recyclageU_AVECGammes à associerAR"]
["AC61AE09C","Aérotherm K20 C recyclage","U_AVEC","Gammes à associer","MPS","AR","U222AC","AR",null,"2020-12-31",0,1,0,null,null,"BIOMED_ULIS","AC61AE09CAérotherm K20 C recyclageU_AVECGammes à associerAR"]
["AC61AE09D","Aérotherm K20 D recyclage","U_AVEC","Gammes à associer","MPS","AR","U222AC","AR",null,"2020-12-31",0,1,0,null,null,"BIOMED_ULIS","AC61AE09DAérotherm K20 D recyclageU_AVECGammes à associerAR"]
["AC61AE10","Aérotherm K21 air neuf","U_AVEC","Gammes à associer","MPS","AR","U222AC","AR",null,"2020-12-31",0,1,0,null,null,"BIOMED_ULIS","AC61AE10Aérotherm K21 air neufU_AVECGammes à associerAR"]
["AC61CE066","Tourelle d'extrac. K 16 sanitaires f B11","U_AVEC","Gammes à associer","MPS","AR","U222AC","AR",null,"2020-12-31",0,1,0,null,null,"BIOMED_ULIS","AC61CE066Tourelle d'extrac. K 16 sanitaires f B11U_AVECGammes à associerAR"]
["EXAC61CE067","Tourelle extrac. K 19 salle réunion B11","U_AVEC","Gammes à associer","MPS","AR","U222AC","AR",null,"2020-12-31",0,1,0,null,null,"BIOMED_ULIS","EXAC61CE067Tourelle extrac. K 19 salle réunion B11U_AVECGammes à associerAR"]
["AC61CE068","Tourelle extract. K 18 vestiaires h. B11","U_AVEC","Gammes à associer","MPS","AR","U222AC","AR",null,"2020-12-31",0,1,0,null,null,"BIOMED_ULIS","AC61CE068Tourelle extract. K 18 vestiaires h. B11U_AVECGammes à associerAR"]
["EXAC61CE069A","Tourelle extract. K 34A box prélèvement","U_AVEC","Gammes à associer","MPS","AR","U222AC","AR",null,"2049-12-31",0,1,0,null,null,"BIOMED_ULIS","EXAC61CE069ATourelle extract. K 34A box prélèvementU_AVECGammes à associerAR"]
["AC61CE069B","Tourelle extrac K 34B magasin géné. B11","U_AVEC","Gammes à associer","MPS","AR","U222AC","AR",null,"2020-12-31",0,1,0,null,null,"BIOMED_ULIS","AC61CE069BTourelle extrac K 34B magasin géné. B11U_AVECGammes à associerAR"]
["EXAC61CE070A","Tourelle extrac K 26A magasin géné. B11","U_AVEC","Gammes à associer","MPS","AR","U222AC","AR",null,"2020-12-31",0,1,0,null,null,"BIOMED_ULIS","EXAC61CE070ATourelle extrac K 26A magasin géné. B11U_AVECGammes à associerAR"]
["AC61CE070B","Tourelle extrac K 26B magasin géné. B11","U_AVEC","Gammes à associer","MPS","AR","U222AC","AR",null,"2020-12-31",0,1,0,null,null,"BIOMED_ULIS","AC61CE070BTourelle extrac K 26B magasin géné. B11U_AVECGammes à associerAR"]
["AC61CE070C","Tourelle extrac K 26C magasin géné. B11","U_AVEC","Gammes à associer","MPS","AR","U222AC","AR",null,"2020-12-31",0,1,0,null,null,"BIOMED_ULIS","AC61CE070CTourelle extrac K 26C magasin géné. B11U_AVECGammes à associerAR"]
["AC61CE074","Tourelle extrac K 31 magasin géné. B11","U_AVEC","Gammes à associer","MPS","AR","U222AC","AR",null,"2020-12-31",0,1,0,null,null,"BIOMED_ULIS","AC61CE074Tourelle extrac K 31 magasin géné. B11U_AVECGammes à associerAR"]
["AC61CE071A","Tourelle extrac K 22A magasin géné. B11","U_AVEC","Gammes à associer","MPS","AR","U222AC","AR",null,"2020-12-31",0,1,0,null,null,"BIOMED_ULIS","AC61CE071ATourelle extrac K 22A magasin géné. B11U_AVECGammes à associerAR"]
["AC61CE071B","Tourelle extrac K 22B magasin géné. B11","U_AVEC","Gammes à associer","MPS","AR","U222AC","AR",null,"2020-12-31",0,1,0,null,null,"BIOMED_ULIS","AC61CE071BTourelle extrac K 22B magasin géné. B11U_AVECGammes à associerAR"]
["EXAC61CE072","Tourelle extract. K 36 magasin géné. B11","U_AVEC","Gammes à associer","MPS","AR","U222AC","AR",null,"2049-12-31",0,1,0,null,null,"BIOMED_ULIS","EXAC61CE072Tourelle extract. K 36 magasin géné. B11U_AVECGammes à associerAR"]
["AC61CE073","Tourelle extract. K 23 magasin géné. B11","U_AVEC","Gammes à associer","MPS","AR","U222AC","AR",null,"2020-12-31",0,1,0,null,null,"BIOMED_ULIS","AC61CE073Tourelle extract. K 23 magasin géné. B11U_AVECGammes à associerAR"]
["AC61CV05","Ventilo-convecteur salle réunion 11118","U_AVEC","Gammes à associer","MPS","AR","U222AC","AR",null,"2020-12-31",0,1,0,null,null,"BIOMED_ULIS","AC61CV05Ventilo-convecteur salle réunion 11118U_AVECGammes à associerAR"]
["AC62","Extraction B04 enregistrement plasma","U_AVEC","Gammes à associer","MPS","AR","U222AC","AR",null,"2020-12-31",0,1,0,null,null,"BIOMED_ULIS","AC62Extraction B04 enregistrement plasmaU_AVECGammes à associerAR"]
["AC62CE001","Extraction n°1 vestiaires sanitaires fem","U_AVEC","Gammes à associer","MPS","AR","U222AC","AR",null,"2020-12-31",0,1,0,null,null,"BIOMED_ULIS","AC62CE001Extraction n°1 vestiaires sanitaires femU_AVECGammes à associerAR"]
["AC62CE002","Extraction n°2 vestaires hommes","U_AVEC","Gammes à associer","MPS","AR","U222AC","AR",null,"2020-12-31",0,1,0,null,null,"BIOMED_ULIS","AC62CE002Extraction n°2 vestaires hommesU_AVECGammes à associerAR"]
["AC62CE003","Extraction n°3 sanitaires hommes","U_AVEC","Gammes à associer","MPS","AR","U222AC","AR",null,"2020-12-31",0,1,0,null,null,"BIOMED_ULIS","AC62CE003Extraction n°3 sanitaires hommesU_AVECGammes à associerAR"]
["AC62CE004","Extraction n°4 vestaires","U_AVEC","Gammes à associer","MPS","AR","U222AC","AR",null,"2020-12-31",0,1,0,null,null,"BIOMED_ULIS","AC62CE004Extraction n°4 vestairesU_AVECGammes à associerAR"]
["AC62CE005","Extraction n°5 bureaux et lingerie","U_AVEC","Gammes à associer","MPS","AR","U222AC","AR",null,"2020-12-31",0,1,0,null,null,"BIOMED_ULIS","AC62CE005Extraction n°5 bureaux et lingerieU_AVECGammes à associerAR"]
["ACA4CTA6","Caisson traitement laboratoire 1251","U_AVEC","Gammes à associer","MPS","AR","U222AC","AR",null,"2020-12-31",0,1,0,null,null,"BIOTECH_ULIS","ACA4CTA6Caisson traitement laboratoire 1251U_AVECGammes à associerAR"]
["ACA4CTA7","Caisson traitement laboratoire 1282","U_AVEC","Gammes à associer","MPS","AR","U222AC","AR",null,"2020-12-31",0,1,0,null,null,"BIOTECH_ULIS","ACA4CTA7Caisson traitement laboratoire 1282U_AVECGammes à associerAR"]
["ACA4VC32","Ventilo-convecteur laboratoire 1246","U_AVEC","Gammes à associer","MPS","AR","U222AC","AR",null,"2020-12-31",0,1,0,null,null,"BIOTECH_ULIS","ACA4VC32Ventilo-convecteur laboratoire 1246U_AVECGammes à associerAR"]
["ACA4VC33","Ventilo-convecteur laboratoire 1246","U_AVEC","Gammes à associer","MPS","AR","U222AC","AR",null,"2020-12-31",0,1,0,null,null,"BIOTECH_ULIS","ACA4VC33Ventilo-convecteur laboratoire 1246U_AVECGammes à associerAR"]
["ACA4VC34","Ventilo-convecteur laboratoire 1247","U_AVEC","Gammes à associer","MPS","AR","U222AC","AR",null,"2020-12-31",0,1,0,null,null,"BIOTECH_ULIS","ACA4VC34Ventilo-convecteur laboratoire 1247U_AVECGammes à associerAR"]
["ACA4VC35","Ventilo-convecteur laboratoire 1256","U_AVEC","Gammes à associer","MPS","AR","U222AC","AR",null,"2020-12-31",0,1,0,null,null,"BIOTECH_ULIS","ACA4VC35Ventilo-convecteur laboratoire 1256U_AVECGammes à associerAR"]
["ACA4VC36","Ventilo-convecteur laboratoire 1256","U_AVEC","Gammes à associer","MPS","AR","U222AC","AR",null,"2020-12-31",0,1,0,null,null,"BIOTECH_ULIS","ACA4VC36Ventilo-convecteur laboratoire 1256U_AVECGammes à associerAR"]
["ACA4VC39","Ventilo-convecteur laboratoire 1263","U_AVEC","Gammes à associer","MPS","AR","U222AC","AR",null,"2020-12-31",0,1,0,null,null,"BIOTECH_ULIS","ACA4VC39Ventilo-convecteur laboratoire 1263U_AVECGammes à associerAR"]
["ACA4VC40","Ventilo-convecteur laboratoire 1272","U_AVEC","Gammes à associer","MPS","AR","U222AC","AR",null,"2020-12-31",0,1,0,null,null,"BIOTECH_ULIS","ACA4VC40Ventilo-convecteur laboratoire 1272U_AVECGammes à associerAR"]
["ACA4VC41","Ventilo-convecteur laboratoire 1272","U_AVEC","Gammes à associer","MPS","AR","U222AC","AR",null,"2020-12-31",0,1,0,null,null,"BIOTECH_ULIS","ACA4VC41Ventilo-convecteur laboratoire 1272U_AVECGammes à associerAR"]
["ACA4VC42","Ventilo-convecteur laboratoire 1272","U_AVEC","Gammes à associer","MPS","AR","U222AC","AR",null,"2020-12-31",0,1,0,null,null,"BIOTECH_ULIS","ACA4VC42Ventilo-convecteur laboratoire 1272U_AVECGammes à associerAR"]
["ACCV74","Caisson de ventilation bureaux EPL2","U_AVEC","Gammes à associer","MPS","AR","U222AC","AR",null,"2020-12-31",0,1,0,null,null,"BIOMED_ULIS","ACCV74Caisson de ventilation bureaux EPL2U_AVECGammes à associerAR"]
["BAT01PCF01","Paratonnerre bâtiment 1","U_AVEC","Gammes à associer","MPS","AR","U222ELE","AR",null,"2020-12-31",0,1,0,null,null,"BIOMED_ULIS","BAT01PCF01Paratonnerre bâtiment 1U_AVECGammes à associerAR"]
["BAT11PCF03","Parafoudre bâtiment 11","U_AVEC","Gammes à associer","MPS","AR","U222ELE","AR",null,"2020-12-31",0,1,0,null,null,"BIOMED_ULIS","BAT11PCF03Parafoudre bâtiment 11U_AVECGammes à associerAR"]
["CA2","Réseau air comprimé g. électr n°1","U_AVEC","Gammes à associer","MPS","AR","U222ELE","AR",null,"2020-12-31",0,1,0,null,null,"BIOMED_ULIS","CA2Réseau air comprimé g. électr n°1U_AVECGammes à associerAR"]
["EXCACMP01","Enregist pression air comprimé départ","U_AVEC","Gammes à associer","MPS","AR","U222CA","AR",null,"2020-12-31",0,1,0,null,null,"BIOMED_ULIS","EXCACMP01Enregist pression air comprimé départU_AVECGammes à associerAR"]
["CHPP01","Pompe doseuse acide péracétique PW","U_AVEC","Gammes à associer","MPS","AR","U222PW","AR",null,"2020-12-31",0,1,0,null,null,"BIOMED_ULIS","CHPP01Pompe doseuse acide péracétique PWU_AVECGammes à associerAR"]
["CRDUR01","Enregistreur chambres froides R&D","U_AVEC","Gammes à associer","MPS","AR","U864PDP","AR",null,"2020-12-31",0,1,0,null,null,"BIOTECH_ULIS","CRDUR01Enregistreur chambres froides R&DU_AVECGammes à associerAR"]
["EXCW5CP01","Pompe tour VXI140 3R CW5ACF01","U_AVEC","Gammes à associer","MPS","AR","U222CW","AR",null,"2020-12-31",0,1,0,null,null,"BIOMED_ULIS","EXCW5CP01Pompe tour VXI140 3R CW5ACF01U_AVECGammes à associerAR"]
["ELEPTLIV","Poste de livraison EDF","U_AVEC","Gammes à associer","MPS","AR","U222ELE","AR",null,"2020-12-31",0,1,0,null,null,"BIOMED_ULIS","ELEPTLIVPoste de livraison EDFU_AVECGammes à associerAR"]
["FW1","Réseau eau incendie RIA B1 à B8","U_AVEC","Gammes à associer","MPS","AR","U130","AR",null,"2020-12-31",0,1,0,null,null,"BIOMED_ULIS","FW1Réseau eau incendie RIA B1 à B8U_AVECGammes à associerAR"]
["FW2","Réseau eau incendie RIA B9 à B13","U_AVEC","Gammes à associer","MPS","AR","U130","AR",null,"2020-12-31",0,1,0,null,null,"BIOMED_ULIS","FW2Réseau eau incendie RIA B9 à B13U_AVECGammes à associerAR"]
["GAMUR02","Enregistreur temp réacteurs uf gamma","U_AVEC","Gammes à associer","MPS","AR","U441","AR",null,"2020-12-31",0,1,0,null,null,"BIOMED_ULIS","GAMUR02Enregistreur temp réacteurs uf gammaU_AVECGammes à associerAR"]
["GTC","Réseaux d'alarmes techniques","U_AVEC","Gammes à associer","MPS","AR","U200","AR",null,"2020-12-31",0,1,0,null,null,"BIOMED_ULIS","GTCRéseaux d'alarmes techniquesU_AVECGammes à associerAR"]
["GW1/2UR01","Enregistreur temp. GW 0 1/2 3/4 5/6 9","U_AVEC","Gammes à associer","MPS","AR","U222GW","AR",null,"2020-12-31",0,1,0,null,null,"BIOMED_ULIS","GW1/2UR01Enregistreur temp. GW 0 1/2 3/4 5/6 9U_AVECGammes à associerAR"]
["GW210CP01","Pompe circulation glycol GW210","U_AVEC","Gammes à associer","MPS","AR","U222GW","AR",null,"2020-12-31",0,1,0,null,null,"BIOMED_ULIS","GW210CP01Pompe circulation glycol GW210U_AVECGammes à associerAR"]
["GW3","Boucle de distribution GW3","U_AVEC","Gammes à associer","MPS","AR","U222GW","AR",null,"2020-12-31",0,1,0,null,null,"BIOMED_ULIS","GW3Boucle de distribution GW3U_AVECGammes à associerAR"]
["GW8","Produc. distri. eau glycolée -15°C R&D","U_AVEC","Gammes à associer","MPS","AR","U222GW","AR",null,"2020-12-31",0,1,0,null,null,"BIOTECH_ULIS","GW8Produc. distri. eau glycolée -15°C R&DU_AVECGammes à associerAR"]
["GW9CP428","Pompe dégivrage eau glycolée GW9","U_AVEC","Gammes à associer","MPS","AR","U222GW","AR",null,"2020-12-31",0,1,0,null,null,"BIOMED_ULIS","GW9CP428Pompe dégivrage eau glycolée GW9U_AVECGammes à associerAR"]
["GW9CP502","Pompe n°1 circul. secondaire eau glycolée -12°C","U_AVEC","Gammes à associer","MPS","AR","U222GW","AR",null,"2020-12-31",0,1,0,null,null,"BIOMED_ULIS","GW9CP502Pompe n°1 circul. secondaire eau glycolée -12°CU_AVECGammes à associerAR"]
["GW9CP503","Pompe n°2 circul. secondaire eau glycolée -12°C","U_AVEC","Gammes à associer","MPS","AR","U222GW","AR",null,"2020-12-31",0,1,0,null,null,"BIOMED_ULIS","GW9CP503Pompe n°2 circul. secondaire eau glycolée -12°CU_AVECGammes à associerAR"]
["EXHCLRP101","Pompe inj. acide chlorhydrique eau purif","U_AVEC","Gammes à associer","MPS","AR","U222PW","AR",null,"2020-12-31",0,1,0,null,null,"BIOMED_ULIS","EXHCLRP101Pompe inj. acide chlorhydrique eau purifU_AVECGammes à associerAR"]
["EXHNARP102","Pompe injection soude régé. eau purif.","U_AVEC","Gammes à associer","MPS","AR","U222PW","AR",null,"2020-12-31",0,1,0,null,null,"BIOMED_ULIS","EXHNARP102Pompe injection soude régé. eau purif.U_AVECGammes à associerAR"]
["EXHPN2PP01","Pompe doseuse javel UF/PW","U_AVEC","Gammes à associer","MPS","AR","U222PW","AR",null,"2020-12-31",0,1,0,null,null,"BIOMED_ULIS",{"$f":"_xlfn.TEXTJOIN(\"\",TRUE,A1218:D1218,H1218,N1218)","v":"EXHPN2PP01Pompe doseuse javel UF/PWU_AVECGammes à associerAR"}]
["HSO","Stock distrib ac. sulfurique CIP/NEP","U_AVEC","Gammes à associer","MPS","AR","U236NEP","AR",null,"2020-12-31",0,1,0,null,null,"BIOMED_ULIS","HSOStock distrib ac. sulfurique CIP/NEPU_AVECGammes à associerAR"]
["HSW01CIR01","Module de 2 circulateurs","U_AVEC","Gammes à associer","MPS","AR","U222HSW","AR",null,"2020-12-31",0,1,0,null,null,"BIOMED_ULIS","HSW01CIR01Module de 2 circulateursU_AVECGammes à associerAR"]
["HSW01DP01","Pompe doseuse eau chaude sanitaire B1/B8","U_AVEC","Gammes à associer","MPS","AR","U222HSW","AR",null,"2020-12-31",0,1,0,null,null,"BIOMED_ULIS","HSW01DP01Pompe doseuse eau chaude sanitaire B1/B8U_AVECGammes à associerAR"]
["HSW03CIR01","Circulateur n°1 eau chaude sanitaire b09","U_AVEC","Gammes à associer","MPS","AR","U222HSW","AR",null,"2020-12-31",0,1,0,null,null,"BIOMED_ULIS","HSW03CIR01Circulateur n°1 eau chaude sanitaire b09U_AVECGammes à associerAR"]
["HSW03CIR02","Circulateur n°2 eau chaude sanitaire b09","U_AVEC","Gammes à associer","MPS","AR","U222HSW","AR",null,"2020-12-31",0,1,0,null,null,"BIOMED_ULIS","HSW03CIR02Circulateur n°2 eau chaude sanitaire b09U_AVECGammes à associerAR"]
["HSW03DP01","Pompe doseuse eau chaude sanitaire B9","U_AVEC","Gammes à associer","MPS","AR","U222HSW","AR",null,"2020-12-31",0,1,0,null,null,"BIOMED_ULIS","HSW03DP01Pompe doseuse eau chaude sanitaire B9U_AVECGammes à associerAR"]
["ISHV03","Vanne vap. libre sortie nourrice","U_AVEC","Gammes à associer","MPS","AR","U222IS","AR",null,"2020-12-31",0,1,0,null,null,"BIOMED_ULIS","ISHV03Vanne vap. libre sortie nourriceU_AVECGammes à associerAR"]
["ISHV04","Vanne entrée vapeur nourrice","U_AVEC","Gammes à associer","MPS","AR","U222IS","AR",null,"2020-12-31",0,1,0,null,null,"BIOMED_ULIS","ISHV04Vanne entrée vapeur nourriceU_AVECGammes à associerAR"]
["ISHV05","Vanne vap. sortie nourrice vers ISSBD05","U_AVEC","Gammes à associer","MPS","AR","U222IS","AR",null,"2020-12-31",0,1,0,null,null,"BIOMED_ULIS","ISHV05Vanne vap. sortie nourrice vers ISSBD05U_AVECGammes à associerAR"]
["ISHV06","Vanne vap. sortie nourrice vers ISSBD043","U_AVEC","Gammes à associer","MPS","AR","U222IS","AR",null,"2020-12-31",0,1,0,null,null,"BIOMED_ULIS","ISHV06Vanne vap. sortie nourrice vers ISSBD043U_AVECGammes à associerAR"]
["ISHV07","Vanne vap. sortie nourrice vers ISSBD06","U_AVEC","Gammes à associer","MPS","AR","U222IS","AR",null,"2020-12-31",0,1,0,null,null,"BIOMED_ULIS","ISHV07Vanne vap. sortie nourrice vers ISSBD06U_AVECGammes à associerAR"]
["ISHV08","Vanne vap. sortie nourrice vers ISSBD03","U_AVEC","Gammes à associer","MPS","AR","U222IS","AR",null,"2020-12-31",0,1,0,null,null,"BIOMED_ULIS","ISHV08Vanne vap. sortie nourrice vers ISSBD03U_AVECGammes à associerAR"]
["ISHV09","Vanne vap. sortie nourrice vers ISSBD02","U_AVEC","Gammes à associer","MPS","AR","U222IS","AR",null,"2020-12-31",0,1,0,null,null,"BIOMED_ULIS","ISHV09Vanne vap. sortie nourrice vers ISSBD02U_AVECGammes à associerAR"]
["ISHV10","Vanne vap. sortie nourrice vers ISSBD01","U_AVEC","Gammes à associer","MPS","AR","U222IS","AR",null,"2020-12-31",0,1,0,null,null,"BIOMED_ULIS","ISHV10Vanne vap. sortie nourrice vers ISSBD01U_AVECGammes à associerAR"]
["MGGFL01","Hotte flux laminaire box pesée n°1","U_AVEC","Gammes à associer","MPS","AR","U168","AR",null,"2020-12-31",0,1,0,null,null,"BIOMED_ULIS","MGGFL01Hotte flux laminaire box pesée n°1U_AVECGammes à associerAR"]
["MGGFL02","Hotte flux laminaire box pesée n°2","U_AVEC","Gammes à associer","MPS","AR","U168","AR",null,"2020-12-31",0,1,0,null,null,"BIOMED_ULIS","MGGFL02Hotte flux laminaire box pesée n°2U_AVECGammes à associerAR"]
["MGGTRP09","Transpalette manuel peseur n°9","U_AVEC","Gammes à associer","MPS","AR","U168","AR",null,"2020-12-31",0,1,0,null,null,"BIOMED_ULIS","MGGTRP09Transpalette manuel peseur n°9U_AVECGammes à associerAR"]
["EXPWFCS07","Débimètre entrée duo n°1","U_AVEC","Gammes à associer","MPS","AR","U222PW","AR",null,"2020-12-31",0,1,0,null,null,"BIOMED_ULIS","EXPWFCS07Débimètre entrée duo n°1U_AVECGammes à associerAR"]
["EXPWFCS08","Débimètre entrée duo n°2","U_AVEC","Gammes à associer","MPS","AR","U222PW","AR",null,"2020-12-31",0,1,0,null,null,"BIOMED_ULIS","EXPWFCS08Débimètre entrée duo n°2U_AVECGammes à associerAR"]
["PWPSV100","Soupape de surpression BD03PWR10","U_AVEC","Gammes à associer","MPS","AR","U222PW","AR",null,"2020-12-31",0,1,0,null,null,"BIOMED_ULIS","PWPSV100Soupape de surpression BD03PWR10U_AVECGammes à associerAR"]
["PWSBD100","Sous boucle eau purifiée distillateurs","U_AVEC","Gammes à associer","MPS","AR","U222PW","AR",null,"2020-12-31",0,1,0,null,null,"BIOMED_ULIS","PWSBD100Sous boucle eau purifiée distillateursU_AVECGammes à associerAR"]
["RESCONG01","Chambre froide -18° C restaurant","U_AVEC","Gammes à associer","MPS","AR","U235RES","AR",null,"2020-12-31",0,1,0,null,null,"BIOMED_ULIS","RESCONG01Chambre froide -18° C restaurantU_AVECGammes à associerAR"]
["RF15RHC02","Compresseur n°2 +5°C B11","U_AVEC","Gammes à associer","MPS","AR","U222RF","AR",null,"2020-12-31",0,1,0,null,null,"BIOMED_ULIS","RF15RHC02Compresseur n°2 +5°C B11U_AVECGammes à associerAR"]
["RF15RHC03","Compresseur n°3 +5°C B11","U_AVEC","Gammes à associer","MPS","AR","U222RF","AR",null,"2020-12-31",0,1,0,null,null,"BIOMED_ULIS","RF15RHC03Compresseur n°3 +5°C B11U_AVECGammes à associerAR"]
["SGTRP01","Transpalette manuel peseur n°1","U_AVEC","Gammes à associer","MPS","AR","U130","AR",null,"2020-12-31",0,1,0,null,null,"BIOMED_ULIS","SGTRP01Transpalette manuel peseur n°1U_AVECGammes à associerAR"]
["SHW11CP04","Pompe n°4 distribution fluide ther 90°C","U_AVEC","Gammes à associer","MPS","AR","U222SHW","AR",null,"2020-12-31",0,1,0,null,null,"BIOMED_ULIS","SHW11CP04Pompe n°4 distribution fluide ther 90°CU_AVECGammes à associerAR"]
["SHW11CP05","Pompe n°5 distribution fluide ther 90°C","U_AVEC","Gammes à associer","MPS","AR","U222SHW","AR",null,"2020-12-31",0,1,0,null,null,"BIOMED_ULIS","SHW11CP05Pompe n°5 distribution fluide ther 90°CU_AVECGammes à associerAR"]
["SHW12ETV01","Vanne thermostatique 50°C","U_AVEC","Gammes à associer","MPS","AR","U222SHW","AR",null,"2020-12-31",0,1,0,null,null,"BIOMED_ULIS","SHW12ETV01Vanne thermostatique 50°CU_AVECGammes à associerAR"]
["SW1SWU01","Adoucisseur duplex réseau b1 à b8","U_AVEC","Gammes à associer","MPS","AR","U222W","AR",null,"2020-12-31",0,1,0,null,null,"BIOMED_ULIS","SW1SWU01Adoucisseur duplex réseau b1 à b8U_AVECGammes à associerAR"]
["SW2THE01","Contrôleur de TH","U_AVEC","Gammes à associer","MPS","AR","U222W","AR",null,"2020-12-31",0,1,0,null,null,"BIOMED_ULIS","SW2THE01Contrôleur de THU_AVECGammes à associerAR"]
["SW3SWU01","Adoucisseur B12/13","U_AVEC","Gammes à associer","MPS","AR","U222W","AR",null,"2020-12-31",0,1,0,null,null,"BIOMED_ULIS","SW3SWU01Adoucisseur B12/13U_AVECGammes à associerAR"]
["SW3THE01","Contrôleur de TH","U_AVEC","Gammes à associer","MPS","AR","U222W","AR",null,"2020-12-31",0,1,0,null,null,"BIOMED_ULIS","SW3THE01Contrôleur de THU_AVECGammes à associerAR"]
["SW4SWU01","Adoucisseur b9","U_AVEC","Gammes à associer","MPS","AR","U222W","AR",null,"2020-12-31",0,1,0,null,null,"BIOMED_ULIS","SW4SWU01Adoucisseur b9U_AVECGammes à associerAR"]
["TECHCP01","Pompe à vide atelier frigoriste","U_AVEC","Gammes à associer","MPS","AR","U200","AR",null,"2020-12-31",0,1,0,null,null,"BIOMED_ULIS","TECHCP01Pompe à vide atelier frigoristeU_AVECGammes à associerAR"]
["WE2SBD01","Circuit surnageant GAMC21","U_AVEC","Gammes à associer","MPS","AR","U441","AR",null,"2020-12-31",0,1,0,null,null,"BIOMED_ULIS","WE2SBD01Circuit surnageant GAMC21U_AVECGammes à associerAR"]
["WE2SBD02","Circuit surnageant GAMC22","U_AVEC","Gammes à associer","MPS","AR","U441","AR",null,"2020-12-31",0,1,0,null,null,"BIOMED_ULIS","WE2SBD02Circuit surnageant GAMC22U_AVECGammes à associerAR"]
["WW1CP001","Pompe de relevage n°1 fosse ouest","U_AVEC","Gammes à associer","MPS","AR","U235WW","AR","157 027,00","3000-01-01",0,1,0,null,null,"BIOMED_ULIS","WW1CP001Pompe de relevage n°1 fosse ouestU_AVECGammes à associerAR"]
["WW1CP002","Pompe de relevage n°2 inox fosse ouest","U_AVEC","Gammes à associer","MPS","AR","U235WW","AR",null,"2020-12-31",0,1,0,null,null,"BIOMED_ULIS","WW1CP002Pompe de relevage n°2 inox fosse ouestU_AVECGammes à associerAR"]
["WW1CP003","Pompe de relevage n°3 inox fosse ouest","U_AVEC","Gammes à associer","MPS","AR","U235WW","AR",null,"2020-12-31",0,1,0,null,null,"BIOMED_ULIS","WW1CP003Pompe de relevage n°3 inox fosse ouestU_AVECGammes à associerAR"]
["WW1SVM01","Agitateur submersible n°1 inox f. ouest","U_AVEC","Gammes à associer","MPS","AR","U235WW","AR",null,"2020-12-31",0,1,0,null,null,"BIOMED_ULIS","WW1SVM01Agitateur submersible n°1 inox f. ouestU_AVECGammes à associerAR"]
["WW1SVM02","Agitateur submersible n°2 f. ouest","U_AVEC","Gammes à associer","MPS","AR","U235WW","AR",null,"2020-12-31",0,1,0,null,null,"BIOMED_ULIS","WW1SVM02Agitateur submersible n°2 f. ouestU_AVECGammes à associerAR"]
["AC54","Air climatisé services techniques B10","U_SANS   PREVENTIF","Sans   préventif","MPS","AR","U222AC","AR",null,"2049-12-30",0,1,0,null,null,"BIOMED_ULIS","AC54Air climatisé services techniques B10U_SANS   PREVENTIFSans   préventifAR"]
["ALBARM00","Armoire automatisme cuverie albumine","U_SANS   PREVENTIF","Sans   préventif","MPS","AR","U440","AR",null,"2049-12-30",0,1,0,null,null,"BIOMED_ULIS","ALBARM00Armoire automatisme cuverie albumineU_SANS   PREVENTIFSans   préventifAR"]
["ALBARM01","Armoire automatisme gestion ALBR001/002","U_SANS   PREVENTIF","Sans   préventif","MPS","AR","U440","AR",null,"2049-12-30",0,1,0,null,null,"BIOMED_ULIS","ALBARM01Armoire automatisme gestion ALBR001/002U_SANS   PREVENTIFSans   préventifAR"]
["ALBARM02","Armoire automatisme gestion ALBR003/004","U_SANS   PREVENTIF","Sans   préventif","MPS","AR","U440","AR",null,"2049-12-30",0,1,0,null,null,"BIOMED_ULIS","ALBARM02Armoire automatisme gestion ALBR003/004U_SANS   PREVENTIFSans   préventifAR"]
["ALBARM03","Armoire automatisme gestion ALBR005/006","U_SANS   PREVENTIF","Sans   préventif","MPS","AR","U440","AR",null,"2049-12-30",0,1,0,null,null,"BIOMED_ULIS","ALBARM03Armoire automatisme gestion ALBR005/006U_SANS   PREVENTIFSans   préventifAR"]
["ALBARM04","Armoire automatisme gestion eau / alcool","U_SANS   PREVENTIF","Sans   préventif","MPS","AR","U440","AR",null,"2049-12-30",0,1,0,null,null,"BIOMED_ULIS","ALBARM04Armoire automatisme gestion eau / alcoolU_SANS   PREVENTIFSans   préventifAR"]
["ALBARM05","Armoire auto. gestion des GW71 à 77","U_SANS   PREVENTIF","Sans   préventif","MPS","AR","U440","AR",null,"2049-12-30",0,1,0,null,null,"BIOMED_ULIS","ALBARM05Armoire auto. gestion des GW71 à 77U_SANS   PREVENTIFSans   préventifAR"]
["ALBARM06","Régul. vitesse agit. ALBR001 à  ALBR006","U_SANS   PREVENTIF","Sans   préventif","MPS","AR","U440","AR",null,"2049-12-30",0,1,0,null,null,"BIOMED_ULIS","ALBARM06Régul. vitesse agit. ALBR001 à  ALBR006U_SANS   PREVENTIFSans   préventifAR"]
["ALBARM25","Armoire électrique cuve tampons ALBCT02","U_SANS   PREVENTIF","Sans   préventif","MPS","AR","U440","AR",null,"2049-12-30",0,1,0,null,null,"BIOMED_ULIS","ALBARM25Armoire électrique cuve tampons ALBCT02U_SANS   PREVENTIFSans   préventifAR"]
["ALBARM27","Armoire électrique poste stéril. alb","U_SANS   PREVENTIF","Sans   préventif","MPS","AR","U440","AR",null,"2049-12-30",0,1,0,null,null,"BIOMED_ULIS","ALBARM27Armoire électrique poste stéril. albU_SANS   PREVENTIFSans   préventifAR"]
["ALBBRD102","Disque de rupture dépression ALBR01","U_SANS   PREVENTIF","Sans   préventif","MPS","AR","U440","AR",null,"2049-12-30",0,1,0,null,null,"BIOMED_ULIS","ALBBRD102Disque de rupture dépression ALBR01U_SANS   PREVENTIFSans   préventifAR"]
["ALBBRD202","Disque de rupture dépression ALBR02","U_SANS   PREVENTIF","Sans   préventif","MPS","AR","U440","AR",null,"2049-12-30",0,1,0,null,null,"BIOMED_ULIS","ALBBRD202Disque de rupture dépression ALBR02U_SANS   PREVENTIFSans   préventifAR"]
["EXALBBD301","Disque de rupture ALBR003","U_SANS   PREVENTIF","Sans   préventif","MPS","AR","U440","AR",null,"2049-12-30",0,1,0,null,null,"BIOMED_ULIS","EXALBBD301Disque de rupture ALBR003U_SANS   PREVENTIFSans   préventifAR"]
["ALBCG05","Hublot éclairant ALBR005","U_SANS   PREVENTIF","Sans   préventif","MPS","AR","U440","AR",null,"2049-12-30",0,1,0,null,null,"BIOMED_ULIS","ALBCG05Hublot éclairant ALBR005U_SANS   PREVENTIFSans   préventifAR"]
["ALBCG06","Hublot éclairant ALBR006","U_SANS   PREVENTIF","Sans   préventif","MPS","AR","U440","AR",null,"2049-12-30",0,1,0,null,null,"BIOMED_ULIS","ALBCG06Hublot éclairant ALBR006U_SANS   PREVENTIFSans   préventifAR"]
["ALBEH02","Thermoplongeur cuve tampons ALBCT02","U_SANS   PREVENTIF","Sans   préventif","MPS","AR","U440","AR",null,"2049-12-30",0,1,0,null,null,"BIOMED_ULIS","ALBEH02Thermoplongeur cuve tampons ALBCT02U_SANS   PREVENTIFSans   préventifAR"]
["ALBF06","Carter de filtre CW03","U_SANS   PREVENTIF","Sans   préventif","MPS","AR","U440","AR",null,"2049-12-30",0,1,0,null,null,"BIOMED_ULIS","ALBF06Carter de filtre CW03U_SANS   PREVENTIFSans   préventifAR"]
["ALBHBV69","Vanne vidange tableau ALBTE (surnageant)","U_SANS   PREVENTIF","Sans   préventif","MPS","AR","U440","AR",null,"2049-12-30",0,1,0,null,null,"BIOMED_ULIS","ALBHBV69Vanne vidange tableau ALBTE (surnageant)U_SANS   PREVENTIFSans   préventifAR"]
["ALBHBV71","Vanne manuelle de sortie ALBR71","U_SANS   PREVENTIF","Sans   préventif","MPS","AR","U440","AR",null,"2049-12-30",0,1,0,null,null,"BIOMED_ULIS","ALBHBV71Vanne manuelle de sortie ALBR71U_SANS   PREVENTIFSans   préventifAR"]
["ALBHDV02","Vanne fond de cuve prépa tampons ALBCT02","U_SANS   PREVENTIF","Sans   préventif","MPS","AR","U440","AR",null,"2049-12-30",0,1,0,null,null,"BIOMED_ULIS","ALBHDV02Vanne fond de cuve prépa tampons ALBCT02U_SANS   PREVENTIFSans   préventifAR"]
["ALBHDV69","Vanne de vidange tableau ALBTE (égout)","U_SANS   PREVENTIF","Sans   préventif","MPS","AR","U440","AR",null,"2049-12-30",0,1,0,null,null,"BIOMED_ULIS","ALBHDV69Vanne de vidange tableau ALBTE (égout)U_SANS   PREVENTIFSans   préventifAR"]
["ALBHDV71","Vanne fond de cuve pousse uf ALBR71","U_SANS   PREVENTIF","Sans   préventif","MPS","AR","U440","AR",null,"2049-12-30",0,1,0,null,null,"BIOMED_ULIS","ALBHDV71Vanne fond de cuve pousse uf ALBR71U_SANS   PREVENTIFSans   préventifAR"]
["ALBPDV83","Vanne by-pass contre-pression régé K7 UF","U_SANS   PREVENTIF","Sans   préventif","MPS","AR","U440","AR",null,"2049-12-30",0,1,0,null,null,"BIOMED_ULIS",{"$f":"_xlfn.TEXTJOIN(\"\",TRUE,A1282:D1282,H1282,N1282)","v":"ALBPDV83Vanne by-pass contre-pression régé K7 UFU_SANS   PREVENTIFSans   préventifAR"}]
["ALBHUB02","Hublot éclairant cuve tampons ALBCT02","U_SANS   PREVENTIF","Sans   préventif","MPS","AR","U440","AR",null,"2049-12-30",0,1,0,null,null,"BIOMED_ULIS","ALBHUB02Hublot éclairant cuve tampons ALBCT02U_SANS   PREVENTIFSans   préventifAR"]
["ALBJBV11","Vanne évent ALBR001","U_SANS   PREVENTIF","Sans   préventif","MPS","AR","U440","AR",null,"2049-12-30",0,1,0,null,null,"BIOMED_ULIS","ALBJBV11Vanne évent ALBR001U_SANS   PREVENTIFSans   préventifAR"]
["ALBJBV31","Vanne évent ALBR003","U_SANS   PREVENTIF","Sans   préventif","MPS","AR","U440","AR",null,"2049-12-30",0,1,0,null,null,"BIOMED_ULIS","ALBJBV31Vanne évent ALBR003U_SANS   PREVENTIFSans   préventifAR"]
["ALBJBV41","Vanne évent ALBR004","U_SANS   PREVENTIF","Sans   préventif","MPS","AR","U440","AR",null,"2049-12-30",0,1,0,null,null,"BIOMED_ULIS","ALBJBV41Vanne évent ALBR004U_SANS   PREVENTIFSans   préventifAR"]
["ALBJBV51","Vanne évent ALBR005","U_SANS   PREVENTIF","Sans   préventif","MPS","AR","U440","AR",null,"2049-12-30",0,1,0,null,null,"BIOMED_ULIS","ALBJBV51Vanne évent ALBR005U_SANS   PREVENTIFSans   préventifAR"]
["ALBJBV61","Vanne évent ALBR006","U_SANS   PREVENTIF","Sans   préventif","MPS","AR","U440","AR",null,"2049-12-30",0,1,0,null,null,"BIOMED_ULIS","ALBJBV61Vanne évent ALBR006U_SANS   PREVENTIFSans   préventifAR"]
["ALBJBV69","Vanne de bypass pompe canal UF","U_SANS   PREVENTIF","Sans   préventif","MPS","AR","U440","AR",null,"2049-12-30",0,1,0,null,null,"BIOMED_ULIS","ALBJBV69Vanne de bypass pompe canal UFU_SANS   PREVENTIFSans   préventifAR"]
["ALBJBV70","Bypass débitmètre sortie canal UF","U_SANS   PREVENTIF","Sans   préventif","MPS","AR","U440","AR",null,"2049-12-30",0,1,0,null,null,"BIOMED_ULIS","ALBJBV70Bypass débitmètre sortie canal UFU_SANS   PREVENTIFSans   préventifAR"]
["ALBJGV22","Vanne fond de cuve ALBR002","U_SANS   PREVENTIF","Sans   préventif","MPS","AR","U440","AR",null,"2049-12-30",0,1,0,null,null,"BIOMED_ULIS","ALBJGV22Vanne fond de cuve ALBR002U_SANS   PREVENTIFSans   préventifAR"]
["ALBJGV31","Vanne diverter intro produit ALBR003","U_SANS   PREVENTIF","Sans   préventif","MPS","AR","U440","AR",null,"2049-12-30",0,1,0,null,null,"BIOMED_ULIS","ALBJGV31Vanne diverter intro produit ALBR003U_SANS   PREVENTIFSans   préventifAR"]
["ALBJGV41","Vanne diverter intro produit ALBR004","U_SANS   PREVENTIF","Sans   préventif","MPS","AR","U440","AR",null,"2049-12-30",0,1,0,null,null,"BIOMED_ULIS","ALBJGV41Vanne diverter intro produit ALBR004U_SANS   PREVENTIFSans   préventifAR"]
["ALBJGV51","Vanne diverter intro produit ALBR005","U_SANS   PREVENTIF","Sans   préventif","MPS","AR","U440","AR",null,"2049-12-30",0,1,0,null,null,"BIOMED_ULIS","ALBJGV51Vanne diverter intro produit ALBR005U_SANS   PREVENTIFSans   préventifAR"]
["ALBJGV61","Vanne diverter intro produit ALBR006","U_SANS   PREVENTIF","Sans   préventif","MPS","AR","U440","AR",null,"2049-12-30",0,1,0,null,null,"BIOMED_ULIS","ALBJGV61Vanne diverter intro produit ALBR006U_SANS   PREVENTIFSans   préventifAR"]
["ALBJGV72","Vanne évent pendant CIP","U_SANS   PREVENTIF","Sans   préventif","MPS","AR","U440","AR",null,"2049-12-30",0,1,0,null,null,"BIOMED_ULIS","ALBJGV72Vanne évent pendant CIPU_SANS   PREVENTIFSans   préventifAR"]
["ALBJGV78","Vanne régé K7 UF en T","U_SANS   PREVENTIF","Sans   préventif","MPS","AR","U440","AR",null,"2049-12-30",0,1,0,null,null,"BIOMED_ULIS","ALBJGV78Vanne régé K7 UF en TU_SANS   PREVENTIFSans   préventifAR"]
["ALBJGV79","Vanne régé K7 UF en T","U_SANS   PREVENTIF","Sans   préventif","MPS","AR","U440","AR",null,"2049-12-30",0,1,0,null,null,"BIOMED_ULIS","ALBJGV79Vanne régé K7 UF en TU_SANS   PREVENTIFSans   préventifAR"]
["ALBJHV70","Vanne régé K7 UF courant/contre-courant","U_SANS   PREVENTIF","Sans   préventif","MPS","AR","U440","AR",null,"2049-12-30",0,1,0,null,null,"BIOMED_ULIS","ALBJHV70Vanne régé K7 UF courant/contre-courantU_SANS   PREVENTIFSans   préventifAR"]
["ALBJHV71","Vanne régé K7 UF recirculation ou égout","U_SANS   PREVENTIF","Sans   préventif","MPS","AR","U440","AR",null,"2049-12-30",0,1,0,null,null,"BIOMED_ULIS","ALBJHV71Vanne régé K7 UF recirculation ou égoutU_SANS   PREVENTIFSans   préventifAR"]
["ALBJHV72","Vanne régé K7 UF recirculation ou égout","U_SANS   PREVENTIF","Sans   préventif","MPS","AR","U440","AR",null,"2049-12-30",0,1,0,null,null,"BIOMED_ULIS","ALBJHV72Vanne régé K7 UF recirculation ou égoutU_SANS   PREVENTIFSans   préventifAR"]
["ALBJTV71","Vanne intro pousse ALBR71","U_SANS   PREVENTIF","Sans   préventif","MPS","AR","U440","AR",null,"2049-12-30",0,1,0,null,null,"BIOMED_ULIS","ALBJTV71Vanne intro pousse ALBR71U_SANS   PREVENTIFSans   préventifAR"]
["ALBLAVERIE","Equipements laverie albumine","U_SANS   PREVENTIF","Sans   préventif","MPS","AR","U440","AR",null,"2049-12-30",0,1,0,null,null,"BIOMED_ULIS","ALBLAVERIEEquipements laverie albumineU_SANS   PREVENTIFSans   préventifAR"]
["ALBLCV71","Clapet A-R sortie sortie ALBTE","U_SANS   PREVENTIF","Sans   préventif","MPS","AR","U440","AR",null,"2049-12-30",0,1,0,null,null,"BIOMED_ULIS","ALBLCV71Clapet A-R sortie sortie ALBTEU_SANS   PREVENTIFSans   préventifAR"]
["EXALBPC01","Supervision albumine","U_SANS   PREVENTIF","Sans   préventif","MPS","AR","U440","AR",null,"2049-12-30",0,1,0,null,null,"BIOMED_ULIS","EXALBPC01Supervision albumineU_SANS   PREVENTIFSans   préventifAR"]
["EXALBPDV11","Vanne prise échantillon ALBR001","U_SANS   PREVENTIF","Sans   préventif","MPS","AR","U440","AR",null,"2049-12-30",0,1,0,null,null,"BIOMED_ULIS","EXALBPDV11Vanne prise échantillon ALBR001U_SANS   PREVENTIFSans   préventifAR"]
["EXALBPDV21","Vanne prise échantillon ALBR002","U_SANS   PREVENTIF","Sans   préventif","MPS","AR","U440","AR",null,"2049-12-30",0,1,0,null,null,"BIOMED_ULIS","EXALBPDV21Vanne prise échantillon ALBR002U_SANS   PREVENTIFSans   préventifAR"]
["EXALBPDV31","Vanne prise échantillon ALBR003","U_SANS   PREVENTIF","Sans   préventif","MPS","AR","U440","AR",null,"2049-12-30",0,1,0,null,null,"BIOMED_ULIS","EXALBPDV31Vanne prise échantillon ALBR003U_SANS   PREVENTIFSans   préventifAR"]
["ALBPDV41","Vanne prise échantillon ALBR004","U_SANS   PREVENTIF","Sans   préventif","MPS","AR","U440","AR",null,"2049-12-30",0,1,0,null,null,"BIOMED_ULIS","ALBPDV41Vanne prise échantillon ALBR004U_SANS   PREVENTIFSans   préventifAR"]
["ALBPDV51","Vanne prise échantillon ALBR005","U_SANS   PREVENTIF","Sans   préventif","MPS","AR","U440","AR",null,"2049-12-30",0,1,0,null,null,"BIOMED_ULIS","ALBPDV51Vanne prise échantillon ALBR005U_SANS   PREVENTIFSans   préventifAR"]
["ALBPDV52","Vanne fond de cuve ALBR005","U_SANS   PREVENTIF","Sans   préventif","MPS","AR","U440","AR",null,"2049-12-30",0,1,0,null,null,"BIOMED_ULIS","ALBPDV52Vanne fond de cuve ALBR005U_SANS   PREVENTIFSans   préventifAR"]
["ALBPDV61","Vanne prise échantillon ALBR006","U_SANS   PREVENTIF","Sans   préventif","MPS","AR","U440","AR",null,"2049-12-30",0,1,0,null,null,"BIOMED_ULIS","ALBPDV61Vanne prise échantillon ALBR006U_SANS   PREVENTIFSans   préventifAR"]
["ALBPDV62","Vanne fond de cuve ALBR006","U_SANS   PREVENTIF","Sans   préventif","MPS","AR","U440","AR",null,"2049-12-30",0,1,0,null,null,"BIOMED_ULIS","ALBPDV62Vanne fond de cuve ALBR006U_SANS   PREVENTIFSans   préventifAR"]
["ALBPI02","Indicateur pression cuve tampons ALBCT02","U_SANS   PREVENTIF","Sans   préventif","MPS","AR","U440","AR",null,"2049-12-30",0,1,0,null,null,"BIOMED_ULIS","ALBPI02Indicateur pression cuve tampons ALBCT02U_SANS   PREVENTIFSans   préventifAR"]
["EXALBPLC02","Station automate uf albumine","U_SANS   PREVENTIF","Sans   préventif","MPS","AR","U440","AR",null,"2049-12-30",0,1,0,null,null,"BIOMED_ULIS","EXALBPLC02Station automate uf albumineU_SANS   PREVENTIFSans   préventifAR"]
["EXALBPMF01","Cassette d'ultrafiltration n°1","U_SANS   PREVENTIF","Sans   préventif","MPS","AR","U440","AR",null,"3000-01-01",0,1,0,null,null,"BIOMED_ULIS","EXALBPMF01Cassette d'ultrafiltration n°1U_SANS   PREVENTIFSans   préventifAR"]
["EXALBPMF02","Cassette d'ultrafiltration n°2","U_SANS   PREVENTIF","Sans   préventif","MPS","AR","U440","AR",null,"3000-01-01",0,1,0,null,null,"BIOMED_ULIS","EXALBPMF02Cassette d'ultrafiltration n°2U_SANS   PREVENTIFSans   préventifAR"]
["EXALBPMF03","Cassette d'ultrafiltration n°3","U_SANS   PREVENTIF","Sans   préventif","MPS","AR","U440","AR",null,"3000-01-01",0,1,0,null,null,"BIOMED_ULIS","EXALBPMF03Cassette d'ultrafiltration n°3U_SANS   PREVENTIFSans   préventifAR"]
["EXALBPMF04","Cassette d'ultrafiltration n°4","U_SANS   PREVENTIF","Sans   préventif","MPS","AR","U440","AR",null,"3000-01-01",0,1,0,null,null,"BIOMED_ULIS","EXALBPMF04Cassette d'ultrafiltration n°4U_SANS   PREVENTIFSans   préventifAR"]
["ALBPPV71","Vanne régulation retour filtrat ALBR07","U_SANS   PREVENTIF","Sans   préventif","MPS","AR","U440","AR",null,"2049-12-30",0,1,0,null,null,"BIOMED_ULIS","ALBPPV71Vanne régulation retour filtrat ALBR07U_SANS   PREVENTIFSans   préventifAR"]
["ALBPSV02","Soupape de sécurité cuve tampons ALBCT02","U_SANS   PREVENTIF","Sans   préventif","MPS","AR","U440","AR",null,"2049-12-30",0,1,0,null,null,"BIOMED_ULIS","ALBPSV02Soupape de sécurité cuve tampons ALBCT02U_SANS   PREVENTIFSans   préventifAR"]
["ALBPSV51","Soupape de sécurité pression ALBR005","U_SANS   PREVENTIF","Sans   préventif","MPS","AR","U440","AR",null,"2049-12-30",0,1,0,null,null,"BIOMED_ULIS","ALBPSV51Soupape de sécurité pression ALBR005U_SANS   PREVENTIFSans   préventifAR"]
["ALBPSV61","Soupape de sécurité pression ALBR006","U_SANS   PREVENTIF","Sans   préventif","MPS","AR","U440","AR",null,"2049-12-30",0,1,0,null,null,"BIOMED_ULIS","ALBPSV61Soupape de sécurité pression ALBR006U_SANS   PREVENTIFSans   préventifAR"]
["EXALBR72","Cuve de lavage cassettes UF albumine","U_SANS   PREVENTIF","Sans   préventif","MPS","AR","U440","AR",null,"2049-12-30",0,1,0,null,null,"BIOMED_ULIS","EXALBR72Cuve de lavage cassettes UF albumineU_SANS   PREVENTIFSans   préventifAR"]
["ALBREF01","Réfri stockage boîtes de prélèv surfaces","U_SANS   PREVENTIF","Sans   préventif","MPS","AR","U440","AR",null,"2049-12-30",0,1,0,null,null,"BIOMED_ULIS","ALBREF01Réfri stockage boîtes de prélèv surfacesU_SANS   PREVENTIFSans   préventifAR"]
["ALBSVM01","Agitateur ALBR001","U_SANS   PREVENTIF","Sans   préventif","MPS","AR","U440","AR",null,"2049-12-30",0,1,0,null,null,"BIOMED_ULIS","ALBSVM01Agitateur ALBR001U_SANS   PREVENTIFSans   préventifAR"]
["ALBSVM02","Agitateur ALBR002","U_SANS   PREVENTIF","Sans   préventif","MPS","AR","U440","AR",null,"2049-12-30",0,1,0,null,null,"BIOMED_ULIS","ALBSVM02Agitateur ALBR002U_SANS   PREVENTIFSans   préventifAR"]
["EXALBSVM03","Agitateur ALBR003","U_SANS   PREVENTIF","Sans   préventif","MPS","AR","U440","AR",null,"2049-12-30",0,1,0,null,null,"BIOMED_ULIS","EXALBSVM03Agitateur ALBR003U_SANS   PREVENTIFSans   préventifAR"]
["EXALBSVM04","Agitateur ALBR004","U_SANS   PREVENTIF","Sans   préventif","MPS","AR","U440","AR",null,"2049-12-30",0,1,0,null,null,"BIOMED_ULIS","EXALBSVM04Agitateur ALBR004U_SANS   PREVENTIFSans   préventifAR"]
["ALBSVM05","Agitateur ALBR005","U_SANS   PREVENTIF","Sans   préventif","MPS","AR","U440","AR",null,"2049-12-30",0,1,0,null,null,"BIOMED_ULIS","ALBSVM05Agitateur ALBR005U_SANS   PREVENTIFSans   préventifAR"]
["ALBSVM06","Agitateur ALBR006","U_SANS   PREVENTIF","Sans   préventif","MPS","AR","U440","AR",null,"2049-12-30",0,1,0,null,null,"BIOMED_ULIS","ALBSVM06Agitateur ALBR006U_SANS   PREVENTIFSans   préventifAR"]
["ALBSVM07","Agitateur ALBR07","U_SANS   PREVENTIF","Sans   préventif","MPS","AR","U440","AR",null,"2049-12-30",0,1,0,null,null,"BIOMED_ULIS","ALBSVM07Agitateur ALBR07U_SANS   PREVENTIFSans   préventifAR"]
["EXALBSVM102","Agitateur magnétique cuve préch. ALBR012","U_SANS   PREVENTIF","Sans   préventif","MPS","AR","U440","AR",null,"2012-01-23",0,1,0,null,null,"BIOMED_ULIS","EXALBSVM102Agitateur magnétique cuve préch. ALBR012U_SANS   PREVENTIFSans   préventifAR"]
["EXALBSVM103","Agitateur magnétique cuve préch. ALBR013","U_SANS   PREVENTIF","Sans   préventif","MPS","AR","U440","AR",null,"2012-01-04",0,1,0,null,null,"BIOMED_ULIS","EXALBSVM103Agitateur magnétique cuve préch. ALBR013U_SANS   PREVENTIFSans   préventifAR"]
["EXALBSVM104","Agitateur magnétique cuve préch. ALBR014","U_SANS   PREVENTIF","Sans   préventif","MPS","AR","U440","AR",null,"2012-01-04",0,1,0,null,null,"BIOMED_ULIS","EXALBSVM104Agitateur magnétique cuve préch. ALBR014U_SANS   PREVENTIFSans   préventifAR"]
["EXALBSVM105","Agitateur magnétique cuve préch. ALBR015","U_SANS   PREVENTIF","Sans   préventif","MPS","AR","U440","AR",null,"2012-01-23",0,1,0,null,null,"BIOMED_ULIS","EXALBSVM105Agitateur magnétique cuve préch. ALBR015U_SANS   PREVENTIFSans   préventifAR"]
["EXALBSVM13","Agitateur ALBACPT13","U_SANS   PREVENTIF","Sans   préventif","MPS","AR","U440","AR",null,"2049-12-30",0,1,0,null,null,"BIOMED_ULIS","EXALBSVM13Agitateur ALBACPT13U_SANS   PREVENTIFSans   préventifAR"]
["ALBSVM202","Agitateur magnét. cuve tampons ALBCT02","U_SANS   PREVENTIF","Sans   préventif","MPS","AR","U440","AR",null,"2049-12-30",0,1,0,null,null,"BIOMED_ULIS","ALBSVM202Agitateur magnét. cuve tampons ALBCT02U_SANS   PREVENTIFSans   préventifAR"]
["ALBSVM71","Agitateur cuve ALBR71","U_SANS   PREVENTIF","Sans   préventif","MPS","AR","U440","AR",null,"3000-01-01",0,1,0,null,null,"BIOMED_ULIS","ALBSVM71Agitateur cuve ALBR71U_SANS   PREVENTIFSans   préventifAR"]
["EXALBSVM72","Agitateur cuve lavage K7 UF albumine","U_SANS   PREVENTIF","Sans   préventif","MPS","AR","U440","AR",null,"2049-12-30",0,1,0,null,null,"BIOMED_ULIS","EXALBSVM72Agitateur cuve lavage K7 UF albumineU_SANS   PREVENTIFSans   préventifAR"]
["ALBTAMPON","Unité de préparation et envoi tampons","U_SANS   PREVENTIF","Sans   préventif","MPS","AR","U440","AR",null,"2049-12-30",0,1,0,null,null,"BIOMED_ULIS","ALBTAMPONUnité de préparation et envoi tamponsU_SANS   PREVENTIFSans   préventifAR"]
["EXALBUR01","Enregistreur réacteur albumine n°1","U_SANS   PREVENTIF","Sans   préventif","MPS","AR","U440","AR",null,"2049-12-30",0,1,0,null,null,"BIOMED_ULIS","EXALBUR01Enregistreur réacteur albumine n°1U_SANS   PREVENTIFSans   préventifAR"]
["EXALBUR02","Enregistreur réacteur albumine n°2","U_SANS   PREVENTIF","Sans   préventif","MPS","AR","U440","AR",null,"2049-12-30",0,1,0,null,null,"BIOMED_ULIS","EXALBUR02Enregistreur réacteur albumine n°2U_SANS   PREVENTIFSans   préventifAR"]
["EXALBUR03","Enregistreur réacteur albumine n°3","U_SANS   PREVENTIF","Sans   préventif","MPS","AR","U440","AR",null,"2049-12-30",0,1,0,null,null,"BIOMED_ULIS","EXALBUR03Enregistreur réacteur albumine n°3U_SANS   PREVENTIFSans   préventifAR"]
["EXALBUR04","Enregistreur réacteur albumine n°4","U_SANS   PREVENTIF","Sans   préventif","MPS","AR","U440","AR",null,"2049-12-30",0,1,0,null,null,"BIOMED_ULIS","EXALBUR04Enregistreur réacteur albumine n°4U_SANS   PREVENTIFSans   préventifAR"]
["EXALBUR05","Enregistreur réacteur albumine n°5","U_SANS   PREVENTIF","Sans   préventif","MPS","AR","U440","AR",null,"2049-12-30",0,1,0,null,null,"BIOMED_ULIS",{"$f":"_xlfn.TEXTJOIN(\"\",TRUE,A1346:D1346,H1346,N1346)","v":"EXALBUR05Enregistreur réacteur albumine n°5U_SANS   PREVENTIFSans   préventifAR"}]
["EXALBUR06","Enregistreur réacteur albumine n°6","U_SANS   PREVENTIF","Sans   préventif","MPS","AR","U440","AR",null,"2049-12-30",0,1,0,null,null,"BIOMED_ULIS","EXALBUR06Enregistreur réacteur albumine n°6U_SANS   PREVENTIFSans   préventifAR"]
["EXALBUR07","Enregistreur réacteur uf albumine","U_SANS   PREVENTIF","Sans   préventif","MPS","AR","U440","AR",null,"2012-02-23",0,1,0,null,null,"BIOMED_ULIS","EXALBUR07Enregistreur réacteur uf albumineU_SANS   PREVENTIFSans   préventifAR"]
["ALBVSV51","Soupape de sécurité dépression ALBR005","U_SANS   PREVENTIF","Sans   préventif","MPS","AR","U440","AR",null,"2049-12-30",0,1,0,null,null,"BIOMED_ULIS","ALBVSV51Soupape de sécurité dépression ALBR005U_SANS   PREVENTIFSans   préventifAR"]
["ALBVSV61","Soupape de sécurité dépression ALBR006","U_SANS   PREVENTIF","Sans   préventif","MPS","AR","U440","AR",null,"2049-12-30",0,1,0,null,null,"BIOMED_ULIS","ALBVSV61Soupape de sécurité dépression ALBR006U_SANS   PREVENTIFSans   préventifAR"]
["BATAXERUE","Passerelle axe rue","U_SANS   PREVENTIF","Sans   préventif","MPS","AR","S244","AR",null,"2049-12-30",0,1,0,null,null,"BIOMED_ULIS","BATAXERUEPasserelle axe rueU_SANS   PREVENTIFSans   préventifAR"]
["BATCONTROL","Bâtiments des laboratoires de contrôle","U_SANS   PREVENTIF","Sans   préventif","MPS","AR","U235BATC","AR",null,"2049-12-30",0,1,0,null,null,"BIOMED_ULIS","BATCONTROLBâtiments des laboratoires de contrôleU_SANS   PREVENTIFSans   préventifAR"]
["EXBATEXBAR01","Barrière auto. 6 mètres entrée livraison","U_SANS   PREVENTIF","Sans   préventif","MPS","AR","U235BATU","AR",null,"2049-12-30",0,1,0,null,null,"BIOMED_ULIS","EXBATEXBAR01Barrière auto. 6 mètres entrée livraisonU_SANS   PREVENTIFSans   préventifAR"]
["EXBATEXBAR02","Barrière auto. 4 mètres entrée livraison","U_SANS   PREVENTIF","Sans   préventif","MPS","AR","U235BATU","AR",null,"2049-12-30",0,1,0,null,null,"BIOMED_ULIS","EXBATEXBAR02Barrière auto. 4 mètres entrée livraisonU_SANS   PREVENTIFSans   préventifAR"]
["EXBATEXBAR03","Barrière auto. 4 mètres entrée parking","U_SANS   PREVENTIF","Sans   préventif","MPS","AR","U235BATU","AR",null,"2049-12-30",0,1,0,null,null,"BIOMED_ULIS","EXBATEXBAR03Barrière auto. 4 mètres entrée parkingU_SANS   PREVENTIFSans   préventifAR"]
["EXBATEXBAR04","Barrière auto. 4 mètres sortie parking","U_SANS   PREVENTIF","Sans   préventif","MPS","AR","U235BATU","AR",null,"2049-12-30",0,1,0,null,null,"BIOMED_ULIS","EXBATEXBAR04Barrière auto. 4 mètres sortie parkingU_SANS   PREVENTIFSans   préventifAR"]
["BATLOGISTIQUE","Bâtiment logistique","U_SANS   PREVENTIF","Sans   préventif","MPS","AR","S244","AR",null,"2049-12-30",0,1,0,null,null,"BIOMED_ULIS","BATLOGISTIQUEBâtiment logistiqueU_SANS   PREVENTIFSans   préventifAR"]
["BATSIEGE","Bâtiments siège","U_SANS   PREVENTIF","Sans   préventif","MPS","AR","S244","AR",null,"2049-12-30",0,1,0,null,null,"BIOMED_ULIS","BATSIEGEBâtiments siègeU_SANS   PREVENTIFSans   préventifAR"]
["BATUSINE","Bâtiments communs","U_SANS   PREVENTIF","Sans   préventif","MPS","AR","U235BATU","AR",null,"2049-12-30",0,1,0,null,null,"BIOMED_ULIS","BATUSINEBâtiments communsU_SANS   PREVENTIFSans   préventifAR"]
["NEPCPV114","Vanne retour NEP canalisation ALBR004","U_SANS   PREVENTIF","Sans   préventif","MPS","AR","U236NEP","AR",null,"2049-12-30",0,1,0,null,null,"BIOMED_ULIS","NEPCPV114Vanne retour NEP canalisation ALBR004U_SANS   PREVENTIFSans   préventifAR"]
["NEP01JBV326","Van. retour PLAT003/004 (ex CIPJBV326)","U_SANS   PREVENTIF","Sans   préventif","MPS","AR","U236NEP","AR",null,"2049-12-30",0,1,0,null,null,"BIOMED_ULIS","NEP01JBV326Van. retour PLAT003/004 (ex CIPJBV326)U_SANS   PREVENTIFSans   préventifAR"]
["NEP01JBV328","Vanne retour de PLATA (ex CIPJBV328)","U_SANS   PREVENTIF","Sans   préventif","MPS","AR","U236NEP","AR",null,"2049-12-30",0,1,0,null,null,"BIOMED_ULIS","NEP01JBV328Vanne retour de PLATA (ex CIPJBV328)U_SANS   PREVENTIFSans   préventifAR"]
["PLAPV311","Van. canal intro PLAT001  (ex CIPJDV311)","U_SANS   PREVENTIF","Sans   préventif","MPS","AR","U410","AR",null,"2049-12-30",0,1,0,null,null,"BIOMED_ULIS","PLAPV311Van. canal intro PLAT001  (ex CIPJDV311)U_SANS   PREVENTIFSans   préventifAR"]
["NEP01JDV331","Vanne intro  PLAT003 ( ex CIPJFDV331)","U_SANS   PREVENTIF","Sans   préventif","MPS","AR","U236NEP","AR",null,"2049-12-30",0,1,0,null,null,"BIOMED_ULIS","NEP01JDV331Vanne intro  PLAT003 ( ex CIPJFDV331)U_SANS   PREVENTIFSans   préventifAR"]
["NEP01JDV341","Vanne intro PLAT004 (ex CIPJDV341)","U_SANS   PREVENTIF","Sans   préventif","MPS","AR","U236NEP","AR",null,"2049-12-30",0,1,0,null,null,"BIOMED_ULIS","NEP01JDV341Vanne intro PLAT004 (ex CIPJDV341)U_SANS   PREVENTIFSans   préventifAR"]
["CLEQUIP","Equip. spécif. coordination laboratoire","U_SANS   PREVENTIF","Sans   préventif","MPS","AR","U600","AR",null,"2049-12-30",0,1,0,null,null,"BIOMED_ULIS","CLEQUIPEquip. spécif. coordination laboratoireU_SANS   PREVENTIFSans   préventifAR"]
["DE2R002","Réservoir refroidissement centri GAMC21","U_SANS   PREVENTIF","Sans   préventif","MPS","AR","U441","AR",null,"2049-12-30",0,1,0,null,null,"BIOMED_ULIS","DE2R002Réservoir refroidissement centri GAMC21U_SANS   PREVENTIFSans   préventifAR"]
["DECP01","Pompe refroidissement centri n°1","U_SANS   PREVENTIF","Sans   préventif","MPS","AR","U410","AR",null,"2049-12-30",0,1,0,null,null,"BIOMED_ULIS","DECP01Pompe refroidissement centri n°1U_SANS   PREVENTIFSans   préventifAR"]
["DECP02","Pompe refroidissement centri n°2","U_SANS   PREVENTIF","Sans   préventif","MPS","AR","U410","AR",null,"2049-12-30",0,1,0,null,null,"BIOMED_ULIS","DECP02Pompe refroidissement centri n°2U_SANS   PREVENTIFSans   préventifAR"]
["DEJDV01","Vanne entrée pompe échangeur DEHEX01","U_SANS   PREVENTIF","Sans   préventif","MPS","AR","U410","AR",null,"2049-12-30",0,1,0,null,null,"BIOMED_ULIS","DEJDV01Vanne entrée pompe échangeur DEHEX01U_SANS   PREVENTIFSans   préventifAR"]
["DEJDV02","Vanne entrée pompe échangeur DEHEX02","U_SANS   PREVENTIF","Sans   préventif","MPS","AR","U410","AR",null,"2049-12-30",0,1,0,null,null,"BIOMED_ULIS","DEJDV02Vanne entrée pompe échangeur DEHEX02U_SANS   PREVENTIFSans   préventifAR"]
["DET0001","Réservoir refroidissement centris plasma","U_SANS   PREVENTIF","Sans   préventif","MPS","AR","U410","AR",null,"2049-12-30",0,1,0,null,null,"BIOMED_ULIS","DET0001Réservoir refroidissement centris plasmaU_SANS   PREVENTIFSans   préventifAR"]
["ETHWAY","Réseau de communication inter automates","U_SANS   PREVENTIF","Sans   préventif","MPS","AR","U236","AR",null,"2049-12-30",0,1,0,null,null,"BIOMED_ULIS","ETHWAYRéseau de communication inter automatesU_SANS   PREVENTIFSans   préventifAR"]
["GAMARM102","Pupitre supervision gamma","U_SANS   PREVENTIF","Sans   préventif","MPS","AR","U441","AR",null,"2049-12-30",0,1,0,null,null,"BIOMED_ULIS","GAMARM102Pupitre supervision gammaU_SANS   PREVENTIFSans   préventifAR"]
["GAMARM105","Armoire électrique uf gamma","U_SANS   PREVENTIF","Sans   préventif","MPS","AR","U441","AR",null,"2049-12-30",0,1,0,null,null,"BIOMED_ULIS","GAMARM105Armoire électrique uf gammaU_SANS   PREVENTIFSans   préventifAR"]
["GAMARM107","Coffret commande broyage","U_SANS   PREVENTIF","Sans   préventif","MPS","AR","U441","AR",null,"2049-12-30",0,1,0,null,null,"BIOMED_ULIS","GAMARM107Coffret commande broyageU_SANS   PREVENTIFSans   préventifAR"]
["GAMARM12","Armoire électrique cuve tampons GAMCT12","U_SANS   PREVENTIF","Sans   préventif","MPS","AR","U441","AR",null,"2049-12-30",0,1,0,null,null,"BIOMED_ULIS","GAMARM12Armoire électrique cuve tampons GAMCT12U_SANS   PREVENTIFSans   préventifAR"]
["GAMBROYAGE","Equipements atelier broyage gamma","U_SANS   PREVENTIF","Sans   préventif","MPS","AR","U441","AR",null,"2049-12-30",0,1,0,null,null,"BIOMED_ULIS","GAMBROYAGEEquipements atelier broyage gammaU_SANS   PREVENTIFSans   préventifAR"]
["GAMCG008","Hublot éclairant GAMR008","U_SANS   PREVENTIF","Sans   préventif","MPS","AR","U441","AR",null,"2049-12-30",0,1,0,null,null,"BIOMED_ULIS","GAMCG008Hublot éclairant GAMR008U_SANS   PREVENTIFSans   préventifAR"]
["GAMCG009","Hublot éclairant GAMR009","U_SANS   PREVENTIF","Sans   préventif","MPS","AR","U441","AR",null,"2049-12-30",0,1,0,null,null,"BIOMED_ULIS","GAMCG009Hublot éclairant GAMR009U_SANS   PREVENTIFSans   préventifAR"]
["GAMCG010","Hublot éclairant GAMR010","U_SANS   PREVENTIF","Sans   préventif","MPS","AR","U441","AR",null,"2049-12-30",0,1,0,null,null,"BIOMED_ULIS","GAMCG010Hublot éclairant GAMR010U_SANS   PREVENTIFSans   préventifAR"]
["GAMEH12","Thermoplongeur cuve tampons GAMCT12","U_SANS   PREVENTIF","Sans   préventif","MPS","AR","U441","AR",null,"2049-12-30",0,1,0,null,null,"BIOMED_ULIS","GAMEH12Thermoplongeur cuve tampons GAMCT12U_SANS   PREVENTIFSans   préventifAR"]
["GAMHDV12","Vanne fond de cuve prépa tampons GAMCT12","U_SANS   PREVENTIF","Sans   préventif","MPS","AR","U441","AR",null,"2049-12-30",0,1,0,null,null,"BIOMED_ULIS","GAMHDV12Vanne fond de cuve prépa tampons GAMCT12U_SANS   PREVENTIFSans   préventifAR"]
["EXGAMHDV160","Vanne isolement fond de cuve GAMR007","U_SANS   PREVENTIF","Sans   préventif","MPS","AR","U441","AR",null,"2049-12-30",0,1,0,null,null,"BIOMED_ULIS","EXGAMHDV160Vanne isolement fond de cuve GAMR007U_SANS   PREVENTIFSans   préventifAR"]
["GAMHDV23","Vanne fond cuve GAMCT23","U_SANS   PREVENTIF","Sans   préventif","MPS","AR","U441","AR",null,"2049-12-30",0,1,0,null,null,"BIOMED_ULIS","GAMHDV23Vanne fond cuve GAMCT23U_SANS   PREVENTIFSans   préventifAR"]
["EXGAMHDV260","Vanne isolement fond de cuve GAMR008","U_SANS   PREVENTIF","Sans   préventif","MPS","AR","U441","AR",null,"2049-12-30",0,1,0,null,null,"BIOMED_ULIS","EXGAMHDV260Vanne isolement fond de cuve GAMR008U_SANS   PREVENTIFSans   préventifAR"]
["EXGAMHDV360","Vanne isolement fond de cuve GAMR009","U_SANS   PREVENTIF","Sans   préventif","MPS","AR","U441","AR",null,"2049-12-30",0,1,0,null,null,"BIOMED_ULIS","EXGAMHDV360Vanne isolement fond de cuve GAMR009U_SANS   PREVENTIFSans   préventifAR"]
["GAMHUB12","Hublot éclairant cuve tampons GAMCT12","U_SANS   PREVENTIF","Sans   préventif","MPS","AR","U441","AR",null,"2049-12-30",0,1,0,null,null,"BIOMED_ULIS","GAMHUB12Hublot éclairant cuve tampons GAMCT12U_SANS   PREVENTIFSans   préventifAR"]
["EXGAMJGV158","Vanne intro produit cuve GAMR007","U_SANS   PREVENTIF","Sans   préventif","MPS","AR","U441","AR",null,"2049-12-30",0,1,0,null,null,"BIOMED_ULIS","EXGAMJGV158Vanne intro produit cuve GAMR007U_SANS   PREVENTIFSans   préventifAR"]
["EXGAMJGV160","Vanne fond de cuve GAMR007","U_SANS   PREVENTIF","Sans   préventif","MPS","AR","U441","AR",null,"2049-12-30",0,1,0,null,null,"BIOMED_ULIS","EXGAMJGV160Vanne fond de cuve GAMR007U_SANS   PREVENTIFSans   préventifAR"]
["EXGAMJGV162","Vanne diverter isolement intro GAMR007","U_SANS   PREVENTIF","Sans   préventif","MPS","AR","U441","AR",null,"2049-12-30",0,1,0,null,null,"BIOMED_ULIS","EXGAMJGV162Vanne diverter isolement intro GAMR007U_SANS   PREVENTIFSans   préventifAR"]
["GAMJGV258","Vanne intro produit réacteur GAMR008","U_SANS   PREVENTIF","Sans   préventif","MPS","AR","U441","AR",null,"2049-12-30",0,1,0,null,null,"BIOMED_ULIS","GAMJGV258Vanne intro produit réacteur GAMR008U_SANS   PREVENTIFSans   préventifAR"]
["GAMJGV260","Vanne fond de cuve réacteur GAMR008","U_SANS   PREVENTIF","Sans   préventif","MPS","AR","U441","AR",null,"2049-12-30",0,1,0,null,null,"BIOMED_ULIS","GAMJGV260Vanne fond de cuve réacteur GAMR008U_SANS   PREVENTIFSans   préventifAR"]
["GAMJGV262","Vanne diverter isolement intro GAMR008","U_SANS   PREVENTIF","Sans   préventif","MPS","AR","U441","AR",null,"2049-12-30",0,1,0,null,null,"BIOMED_ULIS","GAMJGV262Vanne diverter isolement intro GAMR008U_SANS   PREVENTIFSans   préventifAR"]
["GAMJGV358","Vanne intro produit réacteur GAMR009","U_SANS   PREVENTIF","Sans   préventif","MPS","AR","U441","AR",null,"2049-12-30",0,1,0,null,null,"BIOMED_ULIS","GAMJGV358Vanne intro produit réacteur GAMR009U_SANS   PREVENTIFSans   préventifAR"]
["GAMJGV360","Vanne fond de cuve réacteur GAMR009","U_SANS   PREVENTIF","Sans   préventif","MPS","AR","U441","AR",null,"2049-12-30",0,1,0,null,null,"BIOMED_ULIS","GAMJGV360Vanne fond de cuve réacteur GAMR009U_SANS   PREVENTIFSans   préventifAR"]
["GAMJGV362","Vanne diverter isolement intro GAMR009","U_SANS   PREVENTIF","Sans   préventif","MPS","AR","U441","AR",null,"2049-12-30",0,1,0,null,null,"BIOMED_ULIS","GAMJGV362Vanne diverter isolement intro GAMR009U_SANS   PREVENTIFSans   préventifAR"]
["GAMJGV458","Vanne intro produit réacteur GAMR010","U_SANS   PREVENTIF","Sans   préventif","MPS","AR","U441","AR",null,"2049-12-30",0,1,0,null,null,"BIOMED_ULIS","GAMJGV458Vanne intro produit réacteur GAMR010U_SANS   PREVENTIFSans   préventifAR"]
["GAMJGV460","Vanne fond de cuve réacteur GAMR010","U_SANS   PREVENTIF","Sans   préventif","MPS","AR","U441","AR",null,"2049-12-30",0,1,0,null,null,"BIOMED_ULIS","GAMJGV460Vanne fond de cuve réacteur GAMR010U_SANS   PREVENTIFSans   préventifAR"]
["GAMJGV462","Vanne diverter isolement intro GAMR010","U_SANS   PREVENTIF","Sans   préventif","MPS","AR","U441","AR",null,"2049-12-30",0,1,0,null,null,"BIOMED_ULIS","GAMJGV462Vanne diverter isolement intro GAMR010U_SANS   PREVENTIFSans   préventifAR"]
["GAMLAVERIE","Equipements laverie gamma","U_SANS   PREVENTIF","Sans   préventif","MPS","AR","U441","AR",null,"2049-12-30",0,1,0,null,null,"BIOMED_ULIS","GAMLAVERIEEquipements laverie gammaU_SANS   PREVENTIFSans   préventifAR"]
["GAMMBV360","Vanne évent GAMR009","U_SANS   PREVENTIF","Sans   préventif","MPS","AR","U441","AR",null,"2049-12-30",0,1,0,null,null,"BIOMED_ULIS","GAMMBV360Vanne évent GAMR009U_SANS   PREVENTIFSans   préventifAR"]
["GAMMBV460","Vanne évent GAMR010","U_SANS   PREVENTIF","Sans   préventif","MPS","AR","U441","AR",null,"2049-12-30",0,1,0,null,null,"BIOMED_ULIS","GAMMBV460Vanne évent GAMR010U_SANS   PREVENTIFSans   préventifAR"]
["GAMPC01","Supervision gamma","U_SANS   PREVENTIF","Sans   préventif","MPS","AR","U441","AR",null,"2049-12-30",0,1,0,null,null,"BIOMED_ULIS","GAMPC01Supervision gammaU_SANS   PREVENTIFSans   préventifAR"]
["GAMPDV162","Vanne prise échantillon GAMR007","U_SANS   PREVENTIF","Sans   préventif","MPS","AR","U441","AR",null,"2049-12-30",0,1,0,null,null,"BIOMED_ULIS","GAMPDV162Vanne prise échantillon GAMR007U_SANS   PREVENTIFSans   préventifAR"]
["GAMPDV20","Vanne fond cuve GAMR20","U_SANS   PREVENTIF","Sans   préventif","MPS","AR","U441","AR",null,"2049-12-30",0,1,0,null,null,"BIOMED_ULIS","GAMPDV20Vanne fond cuve GAMR20U_SANS   PREVENTIFSans   préventifAR"]
["GAMPDV21","Vanne fond cuve GAMCT21","U_SANS   PREVENTIF","Sans   préventif","MPS","AR","U441","AR",null,"2049-12-30",0,1,0,null,null,"BIOMED_ULIS","GAMPDV21Vanne fond cuve GAMCT21U_SANS   PREVENTIFSans   préventifAR"]
["GAMPDV22","Vanne fond cuve GAMCT22","U_SANS   PREVENTIF","Sans   préventif","MPS","AR","U441","AR",null,"2049-12-30",0,1,0,null,null,"BIOMED_ULIS","GAMPDV22Vanne fond cuve GAMCT22U_SANS   PREVENTIFSans   préventifAR"]
["GAMPDV262","Vanne prise échantillon GAMR008","U_SANS   PREVENTIF","Sans   préventif","MPS","AR","U441","AR",null,"2049-12-30",0,1,0,null,null,"BIOMED_ULIS","GAMPDV262Vanne prise échantillon GAMR008U_SANS   PREVENTIFSans   préventifAR"]
["GAMPDV362","Vanne prise échantillon GAMR009","U_SANS   PREVENTIF","Sans   préventif","MPS","AR","U441","AR",null,"2049-12-30",0,1,0,null,null,"BIOMED_ULIS",{"$f":"_xlfn.TEXTJOIN(\"\",TRUE,A1410:D1410,H1410,N1410)","v":"GAMPDV362Vanne prise échantillon GAMR009U_SANS   PREVENTIFSans   préventifAR"}]
["GAMPDV462","Vanne prise échantillon GAMR010","U_SANS   PREVENTIF","Sans   préventif","MPS","AR","U441","AR",null,"2049-12-30",0,1,0,null,null,"BIOMED_ULIS","GAMPDV462Vanne prise échantillon GAMR010U_SANS   PREVENTIFSans   préventifAR"]
["EXGAMPEPS","Equipements atelier trait pepsique gamma","U_SANS   PREVENTIF","Sans   préventif","MPS","AR","U441","AR",null,"2049-12-30",0,1,0,null,null,"BIOMED_ULIS","EXGAMPEPSEquipements atelier trait pepsique gammaU_SANS   PREVENTIFSans   préventifAR"]
["GAMPI12","Indicateur pression cuve tampons GAMCT12","U_SANS   PREVENTIF","Sans   préventif","MPS","AR","U441","AR",null,"2049-12-30",0,1,0,null,null,"BIOMED_ULIS","GAMPI12Indicateur pression cuve tampons GAMCT12U_SANS   PREVENTIFSans   préventifAR"]
["EXGAMPLC04","Automate traitement pepsique gamma","U_SANS   PREVENTIF","Sans   préventif","MPS","AR","U441","AR",null,"2049-12-30",0,1,0,null,null,"BIOMED_ULIS","EXGAMPLC04Automate traitement pepsique gammaU_SANS   PREVENTIFSans   préventifAR"]
["GAMPSV12","Soupape de sécurité cuve tampons GAMCT12","U_SANS   PREVENTIF","Sans   préventif","MPS","AR","U441","AR",null,"2049-12-30",0,1,0,null,null,"BIOMED_ULIS","GAMPSV12Soupape de sécurité cuve tampons GAMCT12U_SANS   PREVENTIFSans   préventifAR"]
["GAMPV01","Vanne pilotée entrée GAMPP21","U_SANS   PREVENTIF","Sans   préventif","MPS","DEF","U441","11U",null,"2049-12-28",0,1,0,null,null,"BIOMED_ULIS","GAMPV01Vanne pilotée entrée GAMPP21U_SANS   PREVENTIFSans   préventif11U"]
["GAMPV02","Vanne pilotée entrée GAMPP22","U_SANS   PREVENTIF","Sans   préventif","MPS","DEF","U441","11U",null,"2049-12-28",0,1,0,null,null,"BIOMED_ULIS","GAMPV02Vanne pilotée entrée GAMPP22U_SANS   PREVENTIFSans   préventif11U"]
["EXGAMSVM07","Agitateur réacteur n°7 gamma","U_SANS   PREVENTIF","Sans   préventif","MPS","AR","U441","AR",null,"2049-12-30",0,1,0,null,null,"BIOMED_ULIS","EXGAMSVM07Agitateur réacteur n°7 gammaU_SANS   PREVENTIFSans   préventifAR"]
["GAMSVM09","Agitateur réacteur n°9 gamma","U_SANS   PREVENTIF","Sans   préventif","MPS","AR","U441","AR",null,"2049-12-30",0,1,0,null,null,"BIOMED_ULIS","GAMSVM09Agitateur réacteur n°9 gammaU_SANS   PREVENTIFSans   préventifAR"]
["GAMSVM10","Agitateur réacteur n°10 gamma","U_SANS   PREVENTIF","Sans   préventif","MPS","AR","U441","AR",null,"2049-12-30",0,1,0,null,null,"BIOMED_ULIS","GAMSVM10Agitateur réacteur n°10 gammaU_SANS   PREVENTIFSans   préventifAR"]
["GAMSVM12","Agitateur magnét. cuve tampons GAMCT12","U_SANS   PREVENTIF","Sans   préventif","MPS","AR","U441","AR",null,"2049-12-30",0,1,0,null,null,"BIOMED_ULIS","GAMSVM12Agitateur magnét. cuve tampons GAMCT12U_SANS   PREVENTIFSans   préventifAR"]
["GAMSVM21","Agitateur réacteur CAMCT21","U_SANS   PREVENTIF","Sans   préventif","MPS","AR","U441","AR",null,"2049-12-30",0,1,0,null,null,"BIOMED_ULIS","GAMSVM21Agitateur réacteur CAMCT21U_SANS   PREVENTIFSans   préventifAR"]
["GAMSVM23","Agitateur cuve CAMCT23","U_SANS   PREVENTIF","Sans   préventif","MPS","AR","U441","AR",null,"2049-12-30",0,1,0,null,null,"BIOMED_ULIS","GAMSVM23Agitateur cuve CAMCT23U_SANS   PREVENTIFSans   préventifAR"]
["GAMTAMPON","Unité de préparation et envoi tampons","U_SANS   PREVENTIF","Sans   préventif","MPS","AR","U441","AR",null,"2049-12-30",0,1,0,null,null,"BIOMED_ULIS","GAMTAMPONUnité de préparation et envoi tamponsU_SANS   PREVENTIFSans   préventifAR"]
["GAMUR01","Enregistreur centrifugeuses Gamma","U_SANS   PREVENTIF","Sans   préventif","MPS","AR","U441","AR",null,"2049-12-30",0,1,0,null,null,"BIOMED_ULIS","GAMUR01Enregistreur centrifugeuses GammaU_SANS   PREVENTIFSans   préventifAR"]
["EXGAMUR07","Enregistreur réacteur gamma n°7","U_SANS   PREVENTIF","Sans   préventif","MPS","AR","U441","AR",null,"2049-12-30",0,1,0,null,null,"BIOMED_ULIS","EXGAMUR07Enregistreur réacteur gamma n°7U_SANS   PREVENTIFSans   préventifAR"]
["EXGAMUR08","Enregistreur réacteur gamma n°8","U_SANS   PREVENTIF","Sans   préventif","MPS","AR","U441","AR",null,"2049-12-30",0,1,0,null,null,"BIOMED_ULIS","EXGAMUR08Enregistreur réacteur gamma n°8U_SANS   PREVENTIFSans   préventifAR"]
["EXGAMUR09","Enregistreur réacteur gamma n°9","U_SANS   PREVENTIF","Sans   préventif","MPS","AR","U441","AR",null,"2049-12-30",0,1,0,null,null,"BIOMED_ULIS","EXGAMUR09Enregistreur réacteur gamma n°9U_SANS   PREVENTIFSans   préventifAR"]
["EXGAMUR10","Enregistreur réacteur gamma n°10","U_SANS   PREVENTIF","Sans   préventif","MPS","AR","U441","AR",null,"2049-12-30",0,1,0,null,null,"BIOMED_ULIS","EXGAMUR10Enregistreur réacteur gamma n°10U_SANS   PREVENTIFSans   préventifAR"]
["HSOP001","Pompe 1 acide sulfurique neut. effluents NEP","U_SANS   PREVENTIF","Sans   préventif","MPS","AR","U236NEP","AR",null,"2049-12-30",0,1,0,null,null,"BIOMED_ULIS","HSOP001Pompe 1 acide sulfurique neut. effluents NEPU_SANS   PREVENTIFSans   préventifAR"]
["HSOP002","Pompe 2 acide sulfurique neut. fosse CIP","U_SANS   PREVENTIF","Sans   préventif","MPS","AR","U236NEP","AR",null,"2049-12-30",0,1,0,null,null,"BIOMED_ULIS","HSOP002Pompe 2 acide sulfurique neut. fosse CIPU_SANS   PREVENTIFSans   préventifAR"]
["HSOR001","Cuve acide sulfurique neutralisation NEP","U_SANS   PREVENTIF","Sans   préventif","MPS","AR","U236NEP","AR",null,"2049-12-30",0,1,0,null,null,"BIOMED_ULIS","HSOR001Cuve acide sulfurique neutralisation NEPU_SANS   PREVENTIFSans   préventifAR"]
["HSW08","Eau chaude caloporteur fondoir plasma","U_SANS   PREVENTIF","Sans   préventif","MPS","AR","U410","AR",null,"2049-12-30",0,1,0,null,null,"BIOMED_ULIS","HSW08Eau chaude caloporteur fondoir plasmaU_SANS   PREVENTIFSans   préventifAR"]
["EXPLAARM01","Armoire électrique décongélation plasma","U_SANS   PREVENTIF","Sans   préventif","MPS","AR","U410","AR",null,"2049-12-30",0,1,0,null,null,"BIOMED_ULIS","EXPLAARM01Armoire électrique décongélation plasmaU_SANS   PREVENTIFSans   préventifAR"]
["EXPLAARM03","Armoire électrique broyage plasma","U_SANS   PREVENTIF","Sans   préventif","MPS","AR","U410","AR",null,"2049-12-30",0,1,0,null,null,"BIOMED_ULIS","EXPLAARM03Armoire électrique broyage plasmaU_SANS   PREVENTIFSans   préventifAR"]
["EXPLAARM04","Pupitre atelier centrifugation plasma","U_SANS   PREVENTIF","Sans   préventif","MPS","AR","U410","AR",null,"2049-12-30",0,1,0,null,null,"BIOMED_ULIS","EXPLAARM04Pupitre atelier centrifugation plasmaU_SANS   PREVENTIFSans   préventifAR"]
["EXPLAARM05","Armoire élec. bac ultra sons PLAUS01","U_SANS   PREVENTIF","Sans   préventif","MPS","AR","U410","AR",null,"2049-12-30",0,1,0,null,null,"BIOMED_ULIS","EXPLAARM05Armoire élec. bac ultra sons PLAUS01U_SANS   PREVENTIFSans   préventifAR"]
["PLABROYAGE","Equipements broyage plasma","U_SANS   PREVENTIF","Sans   préventif","MPS","AR","U410","AR",null,"2049-12-30",0,1,0,null,null,"BIOMED_ULIS","PLABROYAGEEquipements broyage plasmaU_SANS   PREVENTIFSans   préventifAR"]
["PLADECONG","Equipements décongélation plasma","U_SANS   PREVENTIF","Sans   préventif","MPS","AR","U410","AR",null,"2049-12-30",0,1,0,null,null,"BIOMED_ULIS","PLADECONGEquipements décongélation plasmaU_SANS   PREVENTIFSans   préventifAR"]
["EXPLAF00","Filtre sortie PLAPP01","U_SANS   PREVENTIF","Sans   préventif","MPS","AR","U410","AR",null,"2049-12-30",0,1,0,null,null,"BIOMED_ULIS","EXPLAF00Filtre sortie PLAPP01U_SANS   PREVENTIFSans   préventifAR"]
["PLAFCS01","Débitmètre massique entrée PLAC01","U_SANS   PREVENTIF","Sans   préventif","MPS","AR","U410","AR",null,"2049-12-30",0,1,0,null,null,"BIOMED_ULIS","PLAFCS01Débitmètre massique entrée PLAC01U_SANS   PREVENTIFSans   préventifAR"]
["PLAFCS02","Débitmètre massique entrée PLAC02","U_SANS   PREVENTIF","Sans   préventif","MPS","AR","U410","AR",null,"2049-12-30",0,1,0,null,null,"BIOMED_ULIS","PLAFCS02Débitmètre massique entrée PLAC02U_SANS   PREVENTIFSans   préventifAR"]
["PLAFCS03","Débimètre massique entrée fc","U_SANS   PREVENTIF","Sans   préventif","MPS","AR","U410","AR",null,"2049-12-30",0,1,0,null,null,"BIOMED_ULIS","PLAFCS03Débimètre massique entrée fcU_SANS   PREVENTIFSans   préventifAR"]
["PLAHDV00","Vanne manuelle de sortie PLAR000","U_SANS   PREVENTIF","Sans   préventif","MPS","AR","U410","AR",null,"2049-12-30",0,1,0,null,null,"BIOMED_ULIS","PLAHDV00Vanne manuelle de sortie PLAR000U_SANS   PREVENTIFSans   préventifAR"]
["PLAJDV01","Vanne by-pass débimètre entrée centri","U_SANS   PREVENTIF","Sans   préventif","MPS","AR","U410","AR",null,"2049-12-30",0,1,0,null,null,"BIOMED_ULIS","PLAJDV01Vanne by-pass débimètre entrée centriU_SANS   PREVENTIFSans   préventifAR"]
["PLAJDV02","Vanne en T intro vidange bols","U_SANS   PREVENTIF","Sans   préventif","MPS","AR","U410","AR",null,"2049-12-30",0,1,0,null,null,"BIOMED_ULIS","PLAJDV02Vanne en T intro vidange bolsU_SANS   PREVENTIFSans   préventifAR"]
["EXPLAJDV04","Vanne introduction plasma centri n°1","U_SANS   PREVENTIF","Sans   préventif","MPS","AR","U410","AR",null,"2049-12-30",0,1,0,null,null,"BIOMED_ULIS","EXPLAJDV04Vanne introduction plasma centri n°1U_SANS   PREVENTIFSans   préventifAR"]
["EXPLAJDV05","Vanne introduction plasma centri n°2","U_SANS   PREVENTIF","Sans   préventif","MPS","AR","U410","AR",null,"3000-01-01",0,1,0,null,null,"BIOMED_ULIS","EXPLAJDV05Vanne introduction plasma centri n°2U_SANS   PREVENTIFSans   préventifAR"]
["PLAJDV06","Vanne intro produit PLAT003","U_SANS   PREVENTIF","Sans   préventif","MPS","AR","U410","AR",null,"2049-12-30",0,1,0,null,null,"BIOMED_ULIS","PLAJDV06Vanne intro produit PLAT003U_SANS   PREVENTIFSans   préventifAR"]
["PLAJDV07","Vanne intro produit PLAT004","U_SANS   PREVENTIF","Sans   préventif","MPS","AR","U410","AR",null,"2049-12-30",0,1,0,null,null,"BIOMED_ULIS","PLAJDV07Vanne intro produit PLAT004U_SANS   PREVENTIFSans   préventifAR"]
["PLAJDV08","Vanne de soutirage PLAT003","U_SANS   PREVENTIF","Sans   préventif","MPS","AR","U410","AR",null,"2049-12-30",0,1,0,null,null,"BIOMED_ULIS","PLAJDV08Vanne de soutirage PLAT003U_SANS   PREVENTIFSans   préventifAR"]
["PLAJDV09","Vanne de soutirage PLAT004","U_SANS   PREVENTIF","Sans   préventif","MPS","AR","U410","AR",null,"2049-12-30",0,1,0,null,null,"BIOMED_ULIS","PLAJDV09Vanne de soutirage PLAT004U_SANS   PREVENTIFSans   préventifAR"]
["PLAJDV11","Vanne fond de cuve PLAT001","U_SANS   PREVENTIF","Sans   préventif","MPS","AR","U410","AR",null,"2049-12-30",0,1,0,null,null,"BIOMED_ULIS","PLAJDV11Vanne fond de cuve PLAT001U_SANS   PREVENTIFSans   préventifAR"]
["PLAJDV12","Vanne d'isolement sortie PLAC01","U_SANS   PREVENTIF","Sans   préventif","MPS","AR","U410","AR","89 202,00","3000-01-01",0,1,0,null,null,"BIOMED_ULIS","PLAJDV12Vanne d'isolement sortie PLAC01U_SANS   PREVENTIFSans   préventifAR"]
["PLAJDV13","Vanne d'isolement sortie PLAC02","U_SANS   PREVENTIF","Sans   préventif","MPS","AR","U410","AR",null,"2049-12-30",0,1,0,null,null,"BIOMED_ULIS","PLAJDV13Vanne d'isolement sortie PLAC02U_SANS   PREVENTIFSans   préventifAR"]
["PLAJDV31","Vanne fond de cuve PLAT003","U_SANS   PREVENTIF","Sans   préventif","MPS","AR","U410","AR",null,"2049-12-30",0,1,0,null,null,"BIOMED_ULIS","PLAJDV31Vanne fond de cuve PLAT003U_SANS   PREVENTIFSans   préventifAR"]
["PLAJDV41","Vanne fond de cuve PLAT004","U_SANS   PREVENTIF","Sans   préventif","MPS","AR","U410","AR",null,"2049-12-30",0,1,0,null,null,"BIOMED_ULIS","PLAJDV41Vanne fond de cuve PLAT004U_SANS   PREVENTIFSans   préventifAR"]
["PLALAVERIE","Equipements laverie plasma","U_SANS   PREVENTIF","Sans   préventif","MPS","AR","U410","AR",null,"2049-12-30",0,1,0,null,null,"BIOMED_ULIS","PLALAVERIEEquipements laverie plasmaU_SANS   PREVENTIFSans   préventifAR"]
["EXPLAPLC02","Automate machine à peler les poches","U_SANS   PREVENTIF","Sans   préventif","MPS","AR","U410","AR",null,"2049-12-30",0,1,0,null,null,"BIOMED_ULIS","EXPLAPLC02Automate machine à peler les pochesU_SANS   PREVENTIFSans   préventifAR"]
["PLAPP08","Pompe prélèvement cuve PLAT004","U_SANS   PREVENTIF","Sans   préventif","MPS","AR","U410","AR",null,"2049-12-30",0,1,0,null,null,"BIOMED_ULIS","PLAPP08Pompe prélèvement cuve PLAT004U_SANS   PREVENTIFSans   préventifAR"]
["PLASVM00","Moto réducteur broyeur plasma","U_SANS   PREVENTIF","Sans   préventif","MPS","AR","U410","AR",null,"2049-12-30",0,1,0,null,null,"BIOMED_ULIS","PLASVM00Moto réducteur broyeur plasmaU_SANS   PREVENTIFSans   préventifAR"]
["PLASVM01","Agitateur fondoir plasma","U_SANS   PREVENTIF","Sans   préventif","MPS","AR","U410","AR",null,"2049-12-30",0,1,0,null,null,"BIOMED_ULIS","PLASVM01Agitateur fondoir plasmaU_SANS   PREVENTIFSans   préventifAR"]
["EXPLATE01","Sonde de température sortie fondoir","U_SANS   PREVENTIF","Sans   préventif","MPS","AR","U410","AR",null,"2049-12-30",0,1,0,null,null,"BIOMED_ULIS","EXPLATE01Sonde de température sortie fondoirU_SANS   PREVENTIFSans   préventifAR"]
["WE2HV02","Vanne contre-pression circuit GAMC22","U_SANS   PREVENTIF","Sans   préventif","MPS","AR","U441","AR",null,"2049-12-30",0,1,0,null,null,"BIOMED_ULIS","WE2HV02Vanne contre-pression circuit GAMC22U_SANS   PREVENTIFSans   préventifAR"]
["WE2HV04","Vanne circuit GAMC22 entrée WE2TD","U_SANS   PREVENTIF","Sans   préventif","MPS","AR","U441","AR",null,"2049-12-30",0,1,0,null,null,"BIOMED_ULIS","WE2HV04Vanne circuit GAMC22 entrée WE2TDU_SANS   PREVENTIFSans   préventifAR"]
["WE2PV01","Vanne by pass CIP GAMC21","U_SANS   PREVENTIF","Sans   préventif","MPS","AR","U441","AR",null,"2049-12-30",0,1,0,null,null,"BIOMED_ULIS","WE2PV01Vanne by pass CIP GAMC21U_SANS   PREVENTIFSans   préventifAR"]
["WE2PV02","Vanne by pass CIP GAMC22","U_SANS   PREVENTIF","Sans   préventif","MPS","AR","U441","AR",null,"2049-12-30",0,1,0,null,null,"BIOMED_ULIS","WE2PV02Vanne by pass CIP GAMC22U_SANS   PREVENTIFSans   préventifAR"]
["WECG01","Viseur sortie pompe WECP01","U_SANS   PREVENTIF","Sans   préventif","MPS","AR","U410","AR",null,"2049-12-30",0,1,0,null,null,"BIOMED_ULIS","WECG01Viseur sortie pompe WECP01U_SANS   PREVENTIFSans   préventifAR"]
["WECP01","Pompe rejet refroidissement centris plas","U_SANS   PREVENTIF","Sans   préventif","MPS","AR","U410","AR",null,"2049-12-30",0,1,0,null,null,"BIOMED_ULIS","WECP01Pompe rejet refroidissement centris plasU_SANS   PREVENTIFSans   préventifAR"]
["WEHBV09","Vanne manuelle sortie pompe WECP01","U_SANS   PREVENTIF","Sans   préventif","MPS","AR","U410","AR",null,"2049-12-30",0,1,0,null,null,"BIOMED_ULIS","WEHBV09Vanne manuelle sortie pompe WECP01U_SANS   PREVENTIFSans   préventifAR"]
["WEJDV03","Vanne entrée pompe rejet centris plasma","U_SANS   PREVENTIF","Sans   préventif","MPS","AR","U410","AR",null,"2049-12-30",0,1,0,null,null,"BIOMED_ULIS","WEJDV03Vanne entrée pompe rejet centris plasmaU_SANS   PREVENTIFSans   préventifAR"]
["WFIEDV03","Vanne pilotée ALBR72 entre échang sbd106","U_SANS   PREVENTIF","Sans   préventif","MPS","AR","U236WFI","AR",null,"2049-12-30",0,1,0,null,null,"BIOMED_ULIS","WFIEDV03Vanne pilotée ALBR72 entre échang sbd106U_SANS   PREVENTIFSans   préventifAR"]
["WFIEH201","Réchauffeur retour boucle 2","U_SANS   PREVENTIF","Sans   préventif","MPS","AR","U236WFI","AR",null,"2049-12-30",0,1,0,null,null,"BIOMED_ULIS","WFIEH201Réchauffeur retour boucle 2U_SANS   PREVENTIFSans   préventifAR"]
["EXWFIFCS01","Débimètre sbd106 (partiel)","U_SANS   PREVENTIF","Sans   préventif","MPS","AR","U236WFI","AR",null,"2049-12-30",0,1,0,null,null,"BIOMED_ULIS",{"$f":"_xlfn.TEXTJOIN(\"\",TRUE,A1474:D1474,H1474,N1474)","v":"EXWFIFCS01Débimètre sbd106 (partiel)U_SANS   PREVENTIFSans   préventifAR"}]
["EXWFIFCS02","Débimètre soutirage sbd106 sur NACR07","U_SANS   PREVENTIF","Sans   préventif","MPS","AR","U236WFI","AR",null,"2049-12-30",0,1,0,null,null,"BIOMED_ULIS","EXWFIFCS02Débimètre soutirage sbd106 sur NACR07U_SANS   PREVENTIFSans   préventifAR"]
["EXWFIFCS04","Débitmètre WFISBD107","U_SANS   PREVENTIF","Sans   préventif","MPS","AR","U236WFI","AR",null,"2049-12-30",0,1,0,null,null,"BIOMED_ULIS","EXWFIFCS04Débitmètre WFISBD107U_SANS   PREVENTIFSans   préventifAR"]
["EXWFIFCS07","Débimètre s/boucle décong. WFISBD101","U_SANS   PREVENTIF","Sans   préventif","MPS","AR","U236WFI","AR","26 745,00","3000-01-01",0,1,0,null,null,"BIOMED_ULIS","EXWFIFCS07Débimètre s/boucle décong. WFISBD101U_SANS   PREVENTIFSans   préventifAR"]
["EXWFIFCS08","Débitmètre atelier préparation tampons","U_SANS   PREVENTIF","Sans   préventif","MPS","AR","U236WFI","AR",null,"2049-12-30",0,1,0,null,null,"BIOMED_ULIS","EXWFIFCS08Débitmètre atelier préparation tamponsU_SANS   PREVENTIFSans   préventifAR"]
["EXWFIFCS52","Débitmètre SBD202","U_SANS   PREVENTIF","Sans   préventif","MPS","AR","U236WFI","AR",null,"2049-12-30",0,1,0,null,null,"BIOMED_ULIS","EXWFIFCS52Débitmètre SBD202U_SANS   PREVENTIFSans   préventifAR"]
["EXWFIFCS54","Débitmètre soutirage 8RC101","U_SANS   PREVENTIF","Sans   préventif","MPS","AR","U236WFI","AR",null,"2049-12-30",0,1,0,null,null,"BIOMED_ULIS","EXWFIFCS54Débitmètre soutirage 8RC101U_SANS   PREVENTIFSans   préventifAR"]
["EXWFIFCS55","Débitmètre soutirage 8RC103","U_SANS   PREVENTIF","Sans   préventif","MPS","AR","U236WFI","AR",null,"2049-12-30",0,1,0,null,null,"BIOMED_ULIS","EXWFIFCS55Débitmètre soutirage 8RC103U_SANS   PREVENTIFSans   préventifAR"]
["EXWFIFCS58","Débitmètre traitement pepsique","U_SANS   PREVENTIF","Sans   préventif","MPS","AR","U236WFI","AR",null,"2049-12-30",0,1,0,null,null,"BIOMED_ULIS","EXWFIFCS58Débitmètre traitement pepsiqueU_SANS   PREVENTIFSans   préventifAR"]
["WFIHDV03","Vanne perte de charge sbd106","U_SANS   PREVENTIF","Sans   préventif","MPS","AR","U236WFI","AR",null,"2049-12-30",0,1,0,null,null,"BIOMED_ULIS","WFIHDV03Vanne perte de charge sbd106U_SANS   PREVENTIFSans   préventifAR"]
["WFIHDV04","Vanne barrage aller sbd106","U_SANS   PREVENTIF","Sans   préventif","MPS","AR","U236WFI","AR",null,"2049-12-30",0,1,0,null,null,"BIOMED_ULIS","WFIHDV04Vanne barrage aller sbd106U_SANS   PREVENTIFSans   préventifAR"]
["WFIHDV05","Vanne barrage retour sbd106","U_SANS   PREVENTIF","Sans   préventif","MPS","AR","U236WFI","AR",null,"2049-12-30",0,1,0,null,null,"BIOMED_ULIS","WFIHDV05Vanne barrage retour sbd106U_SANS   PREVENTIFSans   préventifAR"]
["WFIHDV08","Vanne manuelle barrage retour WFISBD207","U_SANS   PREVENTIF","Sans   préventif","MPS","AR","U236WFI","AR",null,"2049-12-30",0,1,0,null,null,"BIOMED_ULIS","WFIHDV08Vanne manuelle barrage retour WFISBD207U_SANS   PREVENTIFSans   préventifAR"]
["WFIHDV09","Vanne perte de charge WFISBD207","U_SANS   PREVENTIF","Sans   préventif","MPS","AR","U236WFI","AR",null,"2049-12-30",0,1,0,null,null,"BIOMED_ULIS","WFIHDV09Vanne perte de charge WFISBD207U_SANS   PREVENTIFSans   préventifAR"]
["WFIHDV104","Vanne barrage retour boucle n°1","U_SANS   PREVENTIF","Sans   préventif","MPS","AR","U236WFI","AR",null,"2049-12-30",0,1,0,null,null,"BIOMED_ULIS","WFIHDV104Vanne barrage retour boucle n°1U_SANS   PREVENTIFSans   préventifAR"]
["WFIHDV106","Vanne réglage débit sortie WFIEDV03","U_SANS   PREVENTIF","Sans   préventif","MPS","AR","U236WFI","AR",null,"2049-12-30",0,1,0,null,null,"BIOMED_ULIS","WFIHDV106Vanne réglage débit sortie WFIEDV03U_SANS   PREVENTIFSans   préventifAR"]
["WFIHDV12","Vanne manuelle barrage aller WFISBD207","U_SANS   PREVENTIF","Sans   préventif","MPS","AR","U236WFI","AR",null,"2049-12-30",0,1,0,null,null,"BIOMED_ULIS","WFIHDV12Vanne manuelle barrage aller WFISBD207U_SANS   PREVENTIFSans   préventifAR"]
["WFIHDV156","Vanne manuelle de soutirage 8RC35","U_SANS   PREVENTIF","Sans   préventif","MPS","AR","U236WFI","AR",null,"2049-12-30",0,1,0,null,null,"BIOMED_ULIS","WFIHDV156Vanne manuelle de soutirage 8RC35U_SANS   PREVENTIFSans   préventifAR"]
["WFIHDV157","Vanne manuelle de soutirage 8RC40 SBD103","U_SANS   PREVENTIF","Sans   préventif","MPS","AR","U236WFI","AR",null,"2049-12-30",0,1,0,null,null,"BIOMED_ULIS","WFIHDV157Vanne manuelle de soutirage 8RC40 SBD103U_SANS   PREVENTIFSans   préventifAR"]
["WFIHDV19","Vanne perte de charge WFISBD101","U_SANS   PREVENTIF","Sans   préventif","MPS","AR","U236WFI","AR",null,"2049-12-30",0,1,0,null,null,"BIOMED_ULIS","WFIHDV19Vanne perte de charge WFISBD101U_SANS   PREVENTIFSans   préventifAR"]
["WFIHDV20","Vanne réglage débit sbd101","U_SANS   PREVENTIF","Sans   préventif","MPS","AR","U236WFI","AR",null,"2049-12-30",0,1,0,null,null,"BIOMED_ULIS","WFIHDV20Vanne réglage débit sbd101U_SANS   PREVENTIFSans   préventifAR"]
["WFIHDV204","Vanne barrage retour boucle n°2","U_SANS   PREVENTIF","Sans   préventif","MPS","AR","U236WFI","AR",null,"2049-12-30",0,1,0,null,null,"BIOMED_ULIS","WFIHDV204Vanne barrage retour boucle n°2U_SANS   PREVENTIFSans   préventifAR"]
["EXWFIHDV205","Vanne manu. prise échan. retour WFIBD02","U_SANS   PREVENTIF","Sans   préventif","MPS","AR","U236WFI","AR",null,"2049-12-30",0,1,0,null,null,"BIOMED_ULIS","EXWFIHDV205Vanne manu. prise échan. retour WFIBD02U_SANS   PREVENTIFSans   préventifAR"]
["WFIHDV21","Vanne prise échantillon WFISBD101","U_SANS   PREVENTIF","Sans   préventif","MPS","AR","U236WFI","AR",null,"2049-12-30",0,1,0,null,null,"BIOMED_ULIS","WFIHDV21Vanne prise échantillon WFISBD101U_SANS   PREVENTIFSans   préventifAR"]
["WFIHDV23","Vanne manuelle soutirage centri plasma","U_SANS   PREVENTIF","Sans   préventif","MPS","AR","U236WFI","AR",null,"2049-12-30",0,1,0,null,null,"BIOMED_ULIS","WFIHDV23Vanne manuelle soutirage centri plasmaU_SANS   PREVENTIFSans   préventifAR"]
["WFIHDV24","Vanne barrage aller sbd101","U_SANS   PREVENTIF","Sans   préventif","MPS","AR","U236WFI","AR",null,"2049-12-30",0,1,0,null,null,"BIOMED_ULIS","WFIHDV24Vanne barrage aller sbd101U_SANS   PREVENTIFSans   préventifAR"]
["WFIHDV25","Vanne barrage retour sbd101","U_SANS   PREVENTIF","Sans   préventif","MPS","AR","U236WFI","AR",null,"2049-12-30",0,1,0,null,null,"BIOMED_ULIS","WFIHDV25Vanne barrage retour sbd101U_SANS   PREVENTIFSans   préventifAR"]
["WFIHDV26","Vanne perte de charge WFISBD103","U_SANS   PREVENTIF","Sans   préventif","MPS","AR","U236WFI","AR",null,"2049-12-30",0,1,0,null,null,"BIOMED_ULIS","WFIHDV26Vanne perte de charge WFISBD103U_SANS   PREVENTIFSans   préventifAR"]
["WFIHDV27","Vanne barrage aller WFISBD103","U_SANS   PREVENTIF","Sans   préventif","MPS","AR","U236WFI","AR",null,"2049-12-30",0,1,0,null,null,"BIOMED_ULIS","WFIHDV27Vanne barrage aller WFISBD103U_SANS   PREVENTIFSans   préventifAR"]
["WFIHDV28","Vanne barrage retour WFISBD103","U_SANS   PREVENTIF","Sans   préventif","MPS","AR","U236WFI","AR",null,"2049-12-30",0,1,0,null,null,"BIOMED_ULIS","WFIHDV28Vanne barrage retour WFISBD103U_SANS   PREVENTIFSans   préventifAR"]
["WFIHDV29","Vanne réglage débit WFISBD103","U_SANS   PREVENTIF","Sans   préventif","MPS","AR","U236WFI","AR",null,"2049-12-30",0,1,0,null,null,"BIOMED_ULIS","WFIHDV29Vanne réglage débit WFISBD103U_SANS   PREVENTIFSans   préventifAR"]
["WFIHDV30","Vanne prise échantillon WFISBD103","U_SANS   PREVENTIF","Sans   préventif","MPS","AR","U236WFI","AR",null,"2049-12-30",0,1,0,null,null,"BIOMED_ULIS","WFIHDV30Vanne prise échantillon WFISBD103U_SANS   PREVENTIFSans   préventifAR"]
["EXWFIHDV32","Vanne barrage aller sbd102","U_SANS   PREVENTIF","Sans   préventif","MPS","AR","U236WFI","AR",null,"2049-12-30",0,1,0,null,null,"BIOMED_ULIS","EXWFIHDV32Vanne barrage aller sbd102U_SANS   PREVENTIFSans   préventifAR"]
["EXWFIHDV33","Vanne barrage retour sbd102","U_SANS   PREVENTIF","Sans   préventif","MPS","AR","U236WFI","AR",null,"2049-12-30",0,1,0,null,null,"BIOMED_ULIS","EXWFIHDV33Vanne barrage retour sbd102U_SANS   PREVENTIFSans   préventifAR"]
["WFIHDV34","Vanne réglage débit sbd106","U_SANS   PREVENTIF","Sans   préventif","MPS","AR","U236WFI","AR",null,"2049-12-30",0,1,0,null,null,"BIOMED_ULIS","WFIHDV34Vanne réglage débit sbd106U_SANS   PREVENTIFSans   préventifAR"]
["WFIHDV35","Vanne prise échantillon sbd106","U_SANS   PREVENTIF","Sans   préventif","MPS","AR","U236WFI","AR",null,"2049-12-30",0,1,0,null,null,"BIOMED_ULIS","WFIHDV35Vanne prise échantillon sbd106U_SANS   PREVENTIFSans   préventifAR"]
["EXWFIHDV45","Vanne réglage débit WFISBD107","U_SANS   PREVENTIF","Sans   préventif","MPS","AR","U236WFI","AR",null,"2049-12-30",0,1,0,null,null,"BIOMED_ULIS","EXWFIHDV45Vanne réglage débit WFISBD107U_SANS   PREVENTIFSans   préventifAR"]
["EXWFIHDV46","Vanne prise échantillon WFISBD107","U_SANS   PREVENTIF","Sans   préventif","MPS","AR","U236WFI","AR",null,"2049-12-30",0,1,0,null,null,"BIOMED_ULIS","EXWFIHDV46Vanne prise échantillon WFISBD107U_SANS   PREVENTIFSans   préventifAR"]
["WFIHDV51","Vanne perte de charge WFISBD202","U_SANS   PREVENTIF","Sans   préventif","MPS","AR","U236WFI","AR",null,"2049-12-30",0,1,0,null,null,"BIOMED_ULIS","WFIHDV51Vanne perte de charge WFISBD202U_SANS   PREVENTIFSans   préventifAR"]
["WFIHDV52","Vanne barrage aller WFISBD202","U_SANS   PREVENTIF","Sans   préventif","MPS","AR","U236WFI","AR",null,"2049-12-30",0,1,0,null,null,"BIOMED_ULIS","WFIHDV52Vanne barrage aller WFISBD202U_SANS   PREVENTIFSans   préventifAR"]
["WFIHDV53","Vanne barrage retour Vanne barrage retour WFISBD202","U_SANS   PREVENTIF","Sans   préventif","MPS","AR","U236WFI","AR",null,"2049-12-30",0,1,0,null,null,"BIOMED_ULIS","WFIHDV53Vanne barrage retour Vanne barrage retour WFISBD202U_SANS   PREVENTIFSans   préventifAR"]
["WFIHDV57","Vanne barrage aller WFISBD203","U_SANS   PREVENTIF","Sans   préventif","MPS","AR","U236WFI","AR",null,"2049-12-30",0,1,0,null,null,"BIOMED_ULIS","WFIHDV57Vanne barrage aller WFISBD203U_SANS   PREVENTIFSans   préventifAR"]
["WFIHDV58","Vanne barrage retour WFISBD203","U_SANS   PREVENTIF","Sans   préventif","MPS","AR","U236WFI","AR",null,"2049-12-30",0,1,0,null,null,"BIOMED_ULIS","WFIHDV58Vanne barrage retour WFISBD203U_SANS   PREVENTIFSans   préventifAR"]
["WFIHDV59","Vanne perte de charge sbd204","U_SANS   PREVENTIF","Sans   préventif","MPS","AR","U236WFI","AR",null,"2049-12-30",0,1,0,null,null,"BIOMED_ULIS","WFIHDV59Vanne perte de charge sbd204U_SANS   PREVENTIFSans   préventifAR"]
["WFIHDV60","Vanne barrage aller sbd204","U_SANS   PREVENTIF","Sans   préventif","MPS","AR","U236WFI","AR",null,"2049-12-30",0,1,0,null,null,"BIOMED_ULIS","WFIHDV60Vanne barrage aller sbd204U_SANS   PREVENTIFSans   préventifAR"]
["WFIHDV61","Vanne barrage retour sbd204","U_SANS   PREVENTIF","Sans   préventif","MPS","AR","U236WFI","AR",null,"2049-12-30",0,1,0,null,null,"BIOMED_ULIS","WFIHDV61Vanne barrage retour sbd204U_SANS   PREVENTIFSans   préventifAR"]
["EXWFIHDV62","Vanne perte charge soutirage 8RC101","U_SANS   PREVENTIF","Sans   préventif","MPS","AR","U236WFI","AR",null,"2049-12-30",0,1,0,null,null,"BIOMED_ULIS","EXWFIHDV62Vanne perte charge soutirage 8RC101U_SANS   PREVENTIFSans   préventifAR"]
["EXWFIHDV63","Vanne perte charge soutirage 8RC103","U_SANS   PREVENTIF","Sans   préventif","MPS","AR","U236WFI","AR",null,"2049-12-30",0,1,0,null,null,"BIOMED_ULIS","EXWFIHDV63Vanne perte charge soutirage 8RC103U_SANS   PREVENTIFSans   préventifAR"]
["WFIHDV73","Vanne de réglage Débit SBD202","U_SANS   PREVENTIF","Sans   préventif","MPS","AR","U236WFI","AR",null,"2049-12-30",0,1,0,null,null,"BIOMED_ULIS","WFIHDV73Vanne de réglage Débit SBD202U_SANS   PREVENTIFSans   préventifAR"]
["WFIHDV74","Vanne de prise échantillon SBD202","U_SANS   PREVENTIF","Sans   préventif","MPS","AR","U236WFI","AR",null,"2049-12-30",0,1,0,null,null,"BIOMED_ULIS","WFIHDV74Vanne de prise échantillon SBD202U_SANS   PREVENTIFSans   préventifAR"]
["WFIHDV79","Vanne de réglage Débit SBD204","U_SANS   PREVENTIF","Sans   préventif","MPS","AR","U236WFI","AR",null,"2049-12-30",0,1,0,null,null,"BIOMED_ULIS","WFIHDV79Vanne de réglage Débit SBD204U_SANS   PREVENTIFSans   préventifAR"]
["EXWFIHDV80","Vanne perte charge trait. pepsiqu 8RC104","U_SANS   PREVENTIF","Sans   préventif","MPS","AR","U236WFI","AR",null,"2049-12-30",0,1,0,null,null,"BIOMED_ULIS","EXWFIHDV80Vanne perte charge trait. pepsiqu 8RC104U_SANS   PREVENTIFSans   préventifAR"]
["WFIHDV81","Vanne de prise échantillon SBD204","U_SANS   PREVENTIF","Sans   préventif","MPS","AR","U236WFI","AR",null,"2049-12-30",0,1,0,null,null,"BIOMED_ULIS","WFIHDV81Vanne de prise échantillon SBD204U_SANS   PREVENTIFSans   préventifAR"]
["EXWFIJDV102","Vanne pilotée prise échan. retour b. n°1","U_SANS   PREVENTIF","Sans   préventif","MPS","AR","U236WFI","AR",null,"2049-12-30",0,1,0,null,null,"BIOMED_ULIS","EXWFIJDV102Vanne pilotée prise échan. retour b. n°1U_SANS   PREVENTIFSans   préventifAR"]
["WFIJDV103","Vanne contre pression retour boucle n°1","U_SANS   PREVENTIF","Sans   préventif","MPS","AR","U236WFI","AR",null,"2049-12-30",0,1,0,null,null,"BIOMED_ULIS","WFIJDV103Vanne contre pression retour boucle n°1U_SANS   PREVENTIFSans   préventifAR"]
["WFIJDV104","Vanne retour bâche boucle n°1","U_SANS   PREVENTIF","Sans   préventif","MPS","AR","U236WFI","AR",null,"2049-12-30",0,1,0,null,null,"BIOMED_ULIS","WFIJDV104Vanne retour bâche boucle n°1U_SANS   PREVENTIFSans   préventifAR"]
["WFIJDV105","Vanne mise à l'égout retour boucle n°1","U_SANS   PREVENTIF","Sans   préventif","MPS","AR","U236WFI","AR",null,"2049-12-30",0,1,0,null,null,"BIOMED_ULIS","WFIJDV105Vanne mise à l'égout retour boucle n°1U_SANS   PREVENTIFSans   préventifAR"]
["WFIJDV126","Vanne de mise à l'égout WFISBD103","U_SANS   PREVENTIF","Sans   préventif","MPS","AR","U236WFI","AR",null,"2049-12-30",0,1,0,null,null,"BIOMED_ULIS","WFIJDV126Vanne de mise à l'égout WFISBD103U_SANS   PREVENTIFSans   préventifAR"]
["EXWFIJDV202","Vanne pilotée prise échan. retour b. n°2","U_SANS   PREVENTIF","Sans   préventif","MPS","AR","U236WFI","AR",null,"2049-12-30",0,1,0,null,null,"BIOMED_ULIS","EXWFIJDV202Vanne pilotée prise échan. retour b. n°2U_SANS   PREVENTIFSans   préventifAR"]
["WFIJDV203","Vanne contre pression retour boucle n°2","U_SANS   PREVENTIF","Sans   préventif","MPS","AR","U236WFI","AR",null,"2049-12-30",0,1,0,null,null,"BIOMED_ULIS","WFIJDV203Vanne contre pression retour boucle n°2U_SANS   PREVENTIFSans   préventifAR"]
["WFIJDV204","Vanne retour bâche boucle n°2","U_SANS   PREVENTIF","Sans   préventif","MPS","AR","U236WFI","AR",null,"2049-12-30",0,1,0,null,null,"BIOMED_ULIS","WFIJDV204Vanne retour bâche boucle n°2U_SANS   PREVENTIFSans   préventifAR"]
["WFIJDV205","Vanne mise à l'égout retour boucle n°2","U_SANS   PREVENTIF","Sans   préventif","MPS","AR","U236WFI","AR",null,"2049-12-30",0,1,0,null,null,"BIOMED_ULIS","WFIJDV205Vanne mise à l'égout retour boucle n°2U_SANS   PREVENTIFSans   préventifAR"]
["WFIJDV57","Vanne commande aller WFISBD203","U_SANS   PREVENTIF","Sans   préventif","MPS","AR","U236WFI","AR",null,"2049-12-30",0,1,0,null,null,"BIOMED_ULIS","WFIJDV57Vanne commande aller WFISBD203U_SANS   PREVENTIFSans   préventifAR"]
["WFIJDV58","Vanne commande retour WFISBD203","U_SANS   PREVENTIF","Sans   préventif","MPS","AR","U236WFI","AR",null,"2049-12-30",0,1,0,null,null,"BIOMED_ULIS","WFIJDV58Vanne commande retour WFISBD203U_SANS   PREVENTIFSans   préventifAR"]
["WFIJDV59","Vanne de commade Aller SBD204","U_SANS   PREVENTIF","Sans   préventif","MPS","AR","U236WFI","AR",null,"2049-12-30",0,1,0,null,null,"BIOMED_ULIS",{"$f":"_xlfn.TEXTJOIN(\"\",TRUE,A1538:D1538,H1538,N1538)","v":"WFIJDV59Vanne de commade Aller SBD204U_SANS   PREVENTIFSans   préventifAR"}]
["WFIJDV60","Vanne commande Retour SBD204","U_SANS   PREVENTIF","Sans   préventif","MPS","AR","U236WFI","AR",null,"2049-12-30",0,1,0,null,null,"BIOMED_ULIS","WFIJDV60Vanne commande Retour SBD204U_SANS   PREVENTIFSans   préventifAR"]
["EXWFIJDV61","Vanne barrage retour trait. pepsique","U_SANS   PREVENTIF","Sans   préventif","MPS","AR","U236WFI","AR",null,"2049-12-30",0,1,0,null,null,"BIOMED_ULIS","EXWFIJDV61Vanne barrage retour trait. pepsiqueU_SANS   PREVENTIFSans   préventifAR"]
["WFIJDV08","Vanne mise à l'égout WFISBD207","U_SANS   PREVENTIF","Sans   préventif","MPS","AR","U236WFI","AR",null,"2049-12-30",0,1,0,null,null,"BIOMED_ULIS","WFIJDV08Vanne mise à l'égout WFISBD207U_SANS   PREVENTIFSans   préventifAR"]
["WFIJTV16","Vanne de mise à l'égout sbd101","U_SANS   PREVENTIF","Sans   préventif","MPS","AR","U236WFI","AR",null,"2049-12-30",0,1,0,null,null,"BIOMED_ULIS","WFIJTV16Vanne de mise à l'égout sbd101U_SANS   PREVENTIFSans   préventifAR"]
["EXWFIJDV125","Vanne de mise à l'égout sbd102","U_SANS   PREVENTIF","Sans   préventif","MPS","AR","U236WFI","AR",null,"2049-12-30",0,1,0,null,null,"BIOMED_ULIS","EXWFIJDV125Vanne de mise à l'égout sbd102U_SANS   PREVENTIFSans   préventifAR"]
["EXWFIJTV60","Vanne sous tirage cuve FACR004","U_SANS   PREVENTIF","Sans   préventif","MPS","AR","U236WFI","AR",null,"3000-01-01",0,1,0,null,null,"BIOMED_ULIS","EXWFIJTV60Vanne sous tirage cuve FACR004U_SANS   PREVENTIFSans   préventifAR"]
["EXWFIJTV61","Vanne sous tirage eau ppi fac zhv 8SS27","U_SANS   PREVENTIF","Sans   préventif","MPS","AR","U236WFI","AR",null,"2049-12-30",0,1,0,null,null,"BIOMED_ULIS","EXWFIJTV61Vanne sous tirage eau ppi fac zhv 8SS27U_SANS   PREVENTIFSans   préventifAR"]
["EXWFIJTV64","Vanne soutirage traitement pepsique","U_SANS   PREVENTIF","Sans   préventif","MPS","AR","U236WFI","AR",null,"2049-12-30",0,1,0,null,null,"BIOMED_ULIS","EXWFIJTV64Vanne soutirage traitement pepsiqueU_SANS   PREVENTIFSans   préventifAR"]
["WFIPDV03","Vanne commande retour WFISBD207","U_SANS   PREVENTIF","Sans   préventif","MPS","AR","U236WFI","AR",null,"2049-12-30",0,1,0,null,null,"BIOMED_ULIS","WFIPDV03Vanne commande retour WFISBD207U_SANS   PREVENTIFSans   préventifAR"]
["WFIPDV04","Vanne commande aller WFISBD207","U_SANS   PREVENTIF","Sans   préventif","MPS","AR","U236WFI","AR",null,"2049-12-30",0,1,0,null,null,"BIOMED_ULIS","WFIPDV04Vanne commande aller WFISBD207U_SANS   PREVENTIFSans   préventifAR"]
["WFIPDV06","Vanne commande aller sbd101","U_SANS   PREVENTIF","Sans   préventif","MPS","AR","U236WFI","AR",null,"2049-12-30",0,1,0,null,null,"BIOMED_ULIS","WFIPDV06Vanne commande aller sbd101U_SANS   PREVENTIFSans   préventifAR"]
["EXWFIPDV07","Vanne commande aller sbd102","U_SANS   PREVENTIF","Sans   préventif","MPS","AR","U236WFI","AR",null,"2049-12-30",0,1,0,null,null,"BIOMED_ULIS","EXWFIPDV07Vanne commande aller sbd102U_SANS   PREVENTIFSans   préventifAR"]
["WFIPDV10","Vanne auto flush WFISBD106","U_SANS   PREVENTIF","Sans   préventif","MPS","AR","U236WFI","AR",null,"2049-12-30",0,1,0,null,null,"BIOMED_ULIS","WFIPDV10Vanne auto flush WFISBD106U_SANS   PREVENTIFSans   préventifAR"]
["EXWFIPDV11","Vanne commande retour sbd102","U_SANS   PREVENTIF","Sans   préventif","MPS","AR","U236WFI","AR",null,"2049-12-30",0,1,0,null,null,"BIOMED_ULIS","EXWFIPDV11Vanne commande retour sbd102U_SANS   PREVENTIFSans   préventifAR"]
["WFIPDV112","Vanne intro WFI PLAT003","U_SANS   PREVENTIF","Sans   préventif","MPS","AR","U236WFI","AR",null,"2049-12-30",0,1,0,null,null,"BIOMED_ULIS","WFIPDV112Vanne intro WFI PLAT003U_SANS   PREVENTIFSans   préventifAR"]
["WFIPDV113","Vanne de soutirage llocal Sharpless","U_SANS   PREVENTIF","Sans   préventif","MPS","AR","U236WFI","AR",null,"2049-12-30",0,1,0,null,null,"BIOMED_ULIS","WFIPDV113Vanne de soutirage llocal SharplessU_SANS   PREVENTIFSans   préventifAR"]
["WFIPDV114","Vanne de soutirage libre fondoir","U_SANS   PREVENTIF","Sans   préventif","MPS","AR","U236WFI","AR","22 656,00","3000-01-01",0,1,0,null,null,"BIOMED_ULIS","WFIPDV114Vanne de soutirage libre fondoirU_SANS   PREVENTIFSans   préventifAR"]
["WFIPDV115","Vanne de soutirage libre centri plasma","U_SANS   PREVENTIF","Sans   préventif","MPS","AR","U236WFI","AR",null,"2049-12-30",0,1,0,null,null,"BIOMED_ULIS","WFIPDV115Vanne de soutirage libre centri plasmaU_SANS   PREVENTIFSans   préventifAR"]
["WFIPDV116","Vanne intro WFI PLAT001","U_SANS   PREVENTIF","Sans   préventif","MPS","AR","U236WFI","AR",null,"2049-12-30",0,1,0,null,null,"BIOMED_ULIS","WFIPDV116Vanne intro WFI PLAT001U_SANS   PREVENTIFSans   préventifAR"]
["WFIPDV12","Vanne pilotée soutirage ALBR72 sbd106","U_SANS   PREVENTIF","Sans   préventif","MPS","AR","U236WFI","AR",null,"2049-12-30",0,1,0,null,null,"BIOMED_ULIS","WFIPDV12Vanne pilotée soutirage ALBR72 sbd106U_SANS   PREVENTIFSans   préventifAR"]
["WFIPDV13","Vanne commande retour sbd101","U_SANS   PREVENTIF","Sans   préventif","MPS","AR","U236WFI","AR",null,"2049-12-30",0,1,0,null,null,"BIOMED_ULIS","WFIPDV13Vanne commande retour sbd101U_SANS   PREVENTIFSans   préventifAR"]
["WFIPDV14","Vanne commande aller WFISBD103","U_SANS   PREVENTIF","Sans   préventif","MPS","AR","U236WFI","AR",null,"2049-12-30",0,1,0,null,null,"BIOMED_ULIS","WFIPDV14Vanne commande aller WFISBD103U_SANS   PREVENTIFSans   préventifAR"]
["WFIPDV15","Vanne commande retour WFISBD103","U_SANS   PREVENTIF","Sans   préventif","MPS","AR","U236WFI","AR",null,"2049-12-30",0,1,0,null,null,"BIOMED_ULIS","WFIPDV15Vanne commande retour WFISBD103U_SANS   PREVENTIFSans   préventifAR"]
["EXWFIPDV16","Vanne de soutirage 8RC37 WFISBD103","U_SANS   PREVENTIF","Sans   préventif","MPS","AR","U236WFI","AR",null,"2049-12-30",0,1,0,null,null,"BIOMED_ULIS","EXWFIPDV16Vanne de soutirage 8RC37 WFISBD103U_SANS   PREVENTIFSans   préventifAR"]
["EXWFIPDV17","Vanne de soutirage 8RC40 WFISBD103","U_SANS   PREVENTIF","Sans   préventif","MPS","AR","U236WFI","AR",null,"2049-12-30",0,1,0,null,null,"BIOMED_ULIS","EXWFIPDV17Vanne de soutirage 8RC40 WFISBD103U_SANS   PREVENTIFSans   préventifAR"]
["WFIPDV18","Vanne de soutirage 8RC142 WFISBD103","U_SANS   PREVENTIF","Sans   préventif","MPS","AR","U236WFI","AR",null,"2049-12-30",0,1,0,null,null,"BIOMED_ULIS","WFIPDV18Vanne de soutirage 8RC142 WFISBD103U_SANS   PREVENTIFSans   préventifAR"]
["EXWFIPDV19","Vanne de soutirage 8RC138 WFISBD103","U_SANS   PREVENTIF","Sans   préventif","MC","DEF","U236WFI","11U",null,"2049-12-30",0,1,0,null,null,"BIOMED_ULIS","EXWFIPDV19Vanne de soutirage 8RC138 WFISBD103U_SANS   PREVENTIFSans   préventif11U"]
["WFIPDV28","Vanne commande aller sbd106","U_SANS   PREVENTIF","Sans   préventif","MPS","AR","U236WFI","AR",null,"2049-12-30",0,1,0,null,null,"BIOMED_ULIS","WFIPDV28Vanne commande aller sbd106U_SANS   PREVENTIFSans   préventifAR"]
["WFIPDV32","Vanne auto isolement retour WFISBD106","U_SANS   PREVENTIF","Sans   préventif","MPS","AR","U236WFI","AR",null,"2049-12-30",0,1,0,null,null,"BIOMED_ULIS","WFIPDV32Vanne auto isolement retour WFISBD106U_SANS   PREVENTIFSans   préventifAR"]
["WFIPDV41","Vanne intro eau ppi ALBR001 (sbd207)","U_SANS   PREVENTIF","Sans   préventif","MPS","AR","U236WFI","AR",null,"2049-12-30",0,1,0,null,null,"BIOMED_ULIS","WFIPDV41Vanne intro eau ppi ALBR001 (sbd207)U_SANS   PREVENTIFSans   préventifAR"]
["WFIPDV42","Vanne intro eau ppi ALBR002 (sbd207)","U_SANS   PREVENTIF","Sans   préventif","MPS","AR","U236WFI","AR",null,"2049-12-30",0,1,0,null,null,"BIOMED_ULIS","WFIPDV42Vanne intro eau ppi ALBR002 (sbd207)U_SANS   PREVENTIFSans   préventifAR"]
["WFIPDV43","Vanne intro eau ppi ALBR003 (sbd207)","U_SANS   PREVENTIF","Sans   préventif","MPS","AR","U236WFI","AR",null,"2049-12-30",0,1,0,null,null,"BIOMED_ULIS","WFIPDV43Vanne intro eau ppi ALBR003 (sbd207)U_SANS   PREVENTIFSans   préventifAR"]
["WFIPDV44","Vanne intro eau ppi ALBR004 (sbd207)","U_SANS   PREVENTIF","Sans   préventif","MPS","AR","U236WFI","AR",null,"2049-12-30",0,1,0,null,null,"BIOMED_ULIS","WFIPDV44Vanne intro eau ppi ALBR004 (sbd207)U_SANS   PREVENTIFSans   préventifAR"]
["WFIPDV45","Vanne intro eau ppi ALBR005 (sbd207)","U_SANS   PREVENTIF","Sans   préventif","MPS","AR","U236WFI","AR",null,"2049-12-30",0,1,0,null,null,"BIOMED_ULIS","WFIPDV45Vanne intro eau ppi ALBR005 (sbd207)U_SANS   PREVENTIFSans   préventifAR"]
["WFIPDV46","Vanne intro eau ppi ALBR006 (sbd207)","U_SANS   PREVENTIF","Sans   préventif","MPS","AR","U236WFI","AR",null,"2049-12-30",0,1,0,null,null,"BIOMED_ULIS","WFIPDV46Vanne intro eau ppi ALBR006 (sbd207)U_SANS   PREVENTIFSans   préventifAR"]
["WFIPDV53","Vanne de commande Aller SBD202","U_SANS   PREVENTIF","Sans   préventif","MPS","AR","U236WFI","AR",null,"2049-12-30",0,1,0,null,null,"BIOMED_ULIS","WFIPDV53Vanne de commande Aller SBD202U_SANS   PREVENTIFSans   préventifAR"]
["WFIPDV54","Vanne soutirage SBD202 / GAMR007","U_SANS   PREVENTIF","Sans   préventif","MPS","AR","U236WFI","AR",null,"2049-12-30",0,1,0,null,null,"BIOMED_ULIS","WFIPDV54Vanne soutirage SBD202 / GAMR007U_SANS   PREVENTIFSans   préventifAR"]
["WFIPDV55","Vanne soutirage SBD202 / GAMR008","U_SANS   PREVENTIF","Sans   préventif","MPS","AR","U236WFI","AR",null,"2049-12-30",0,1,0,null,null,"BIOMED_ULIS","WFIPDV55Vanne soutirage SBD202 / GAMR008U_SANS   PREVENTIFSans   préventifAR"]
["WFIPDV56","Vanne soutirage SBD202 / GAMR009","U_SANS   PREVENTIF","Sans   préventif","MPS","AR","U236WFI","AR",null,"2049-12-30",0,1,0,null,null,"BIOMED_ULIS","WFIPDV56Vanne soutirage SBD202 / GAMR009U_SANS   PREVENTIFSans   préventifAR"]
["WFIPDV57","Vanne soutirage SBD202 / GAMR010","U_SANS   PREVENTIF","Sans   préventif","MPS","AR","U236WFI","AR",null,"2049-12-30",0,1,0,null,null,"BIOMED_ULIS","WFIPDV57Vanne soutirage SBD202 / GAMR010U_SANS   PREVENTIFSans   préventifAR"]
["EXWFIPDV58","Vanne soutirage GAMR001 sbd202","U_SANS   PREVENTIF","Sans   préventif","MPS","AR","U236WFI","AR",null,"2049-12-30",0,1,0,null,null,"BIOMED_ULIS","EXWFIPDV58Vanne soutirage GAMR001 sbd202U_SANS   PREVENTIFSans   préventifAR"]
["WFIPDV59","Vanne de mise à l'égout SBD202","U_SANS   PREVENTIF","Sans   préventif","MPS","AR","U236WFI","AR",null,"2049-12-30",0,1,0,null,null,"BIOMED_ULIS","WFIPDV59Vanne de mise à l'égout SBD202U_SANS   PREVENTIFSans   préventifAR"]
["WFIPDV60","Vanne de commande Retour WFISBD202","U_SANS   PREVENTIF","Sans   préventif","MPS","AR","U236WFI","AR",null,"2049-12-30",0,1,0,null,null,"BIOMED_ULIS","WFIPDV60Vanne de commande Retour WFISBD202U_SANS   PREVENTIFSans   préventifAR"]
["WFIPDV68","Vanne mise à l'égout WFISBD203","U_SANS   PREVENTIF","Sans   préventif","MPS","AR","U236WFI","AR",null,"2049-12-30",0,1,0,null,null,"BIOMED_ULIS","WFIPDV68Vanne mise à l'égout WFISBD203U_SANS   PREVENTIFSans   préventifAR"]
["EXWFIPDV70","Vanne commande retour soutirage 8RC101","U_SANS   PREVENTIF","Sans   préventif","MPS","AR","U236WFI","AR",null,"2049-12-30",0,1,0,null,null,"BIOMED_ULIS","EXWFIPDV70Vanne commande retour soutirage 8RC101U_SANS   PREVENTIFSans   préventifAR"]
["WFIPDV73","Vanne soutirage SBD204 / 8RC103","U_SANS   PREVENTIF","Sans   préventif","MPS","AR","U236WFI","AR",null,"2049-12-30",0,1,0,null,null,"BIOMED_ULIS","WFIPDV73Vanne soutirage SBD204 / 8RC103U_SANS   PREVENTIFSans   préventifAR"]
["WFIPDV74","Vanne de mise à l'égout SBD204","U_SANS   PREVENTIF","Sans   préventif","MPS","AR","U236WFI","AR",null,"2049-12-30",0,1,0,null,null,"BIOMED_ULIS","WFIPDV74Vanne de mise à l'égout SBD204U_SANS   PREVENTIFSans   préventifAR"]
["WFIPLC01","Station automate distribution eau ppi","U_SANS   PREVENTIF","Sans   préventif","MPS","AR","U236WFI","AR",null,"2049-12-30",0,1,0,null,null,"BIOMED_ULIS","WFIPLC01Station automate distribution eau ppiU_SANS   PREVENTIFSans   préventifAR"]
["EXAC01ARM01","Armoire électrique clim. AC01CT01","U_SANS   PREVENTIF","Sans   préventif","MPS","AR","U222AC","AR",null,"2049-12-30",0,1,0,null,null,"BIOMED_ULIS","EXAC01ARM01Armoire électrique clim. AC01CT01U_SANS   PREVENTIFSans   préventifAR"]
["EXAC05CT05A","Caisson traitement chambre chaude B8","U_SANS   PREVENTIF","Sans   préventif","MPS","AR","U222AC","AR",null,"2049-12-30",0,1,0,null,null,"BIOMED_ULIS","EXAC05CT05ACaisson traitement chambre chaude B8U_SANS   PREVENTIFSans   préventifAR"]
["EXAC06ARM01","Armoire électrique AC0CT06 +4°C albumine","U_SANS   PREVENTIF","Sans   préventif","MPS","AR","U222AC","AR",null,"2049-12-30",0,1,0,null,null,"BIOMED_ULIS","EXAC06ARM01Armoire électrique AC0CT06 +4°C albumineU_SANS   PREVENTIFSans   préventifAR"]
["AC08SBD01","Antenne A clim. AC08CT08","U_SANS   PREVENTIF","Sans   préventif","MPS","AR","U222AC","AR",null,"2049-12-30",0,1,0,null,null,"BIOMED_ULIS","AC08SBD01Antenne A clim. AC08CT08U_SANS   PREVENTIFSans   préventifAR"]
["AC09","Air climatisé atelier conditionnement B8","U_SANS   PREVENTIF","Sans   préventif","MPS","AR","U222AC","AR",null,"2049-12-30",0,1,0,null,null,"BIOMED_ULIS","AC09Air climatisé atelier conditionnement B8U_SANS   PREVENTIFSans   préventifAR"]
["AC40","Air climatisé bâtiment 18","U_SANS   PREVENTIF","Sans   préventif","MPS","AR","U222AC","AR",null,"2049-12-30",0,1,0,null,null,"BIOMED_ULIS","AC40Air climatisé bâtiment 18U_SANS   PREVENTIFSans   préventifAR"]
["AC40CD01","Condenseur clim 18RC02/03/04/05/07","U_SANS   PREVENTIF","Sans   préventif","MPS","AR","U222AC","AR",null,"2049-12-30",0,1,0,null,null,"BIOMED_ULIS","AC40CD01Condenseur clim 18RC02/03/04/05/07U_SANS   PREVENTIFSans   préventifAR"]
["AC40CD02","Condenseur clim 18RC06/08/09/10/11","U_SANS   PREVENTIF","Sans   préventif","MPS","AR","U222AC","AR",null,"2049-12-30",0,1,0,null,null,"BIOMED_ULIS","AC40CD02Condenseur clim 18RC06/08/09/10/11U_SANS   PREVENTIFSans   préventifAR"]
["AC40CD03","Condenseur clim 18RC12/13/14/15/16","U_SANS   PREVENTIF","Sans   préventif","MPS","AR","U222AC","AR",null,"2049-12-30",0,1,0,null,null,"BIOMED_ULIS","AC40CD03Condenseur clim 18RC12/13/14/15/16U_SANS   PREVENTIFSans   préventifAR"]
["AC40CD11","Condenseur clim 18102/103/104/105/107","U_SANS   PREVENTIF","Sans   préventif","MPS","AR","U222AC","AR",null,"2049-12-30",0,1,0,null,null,"BIOMED_ULIS","AC40CD11Condenseur clim 18102/103/104/105/107U_SANS   PREVENTIFSans   préventifAR"]
["AC40CD13","Condenseur clim 18112/113/114/115/116","U_SANS   PREVENTIF","Sans   préventif","MPS","AR","U222AC","AR",null,"2049-12-30",0,1,0,null,null,"BIOMED_ULIS","AC40CD13Condenseur clim 18112/113/114/115/116U_SANS   PREVENTIFSans   préventifAR"]
["AC40CD14","Condenseur clim pièce 18117","U_SANS   PREVENTIF","Sans   préventif","MPS","AR","U222AC","AR",null,"2049-12-30",0,1,0,null,null,"BIOMED_ULIS","AC40CD14Condenseur clim pièce 18117U_SANS   PREVENTIFSans   préventifAR"]
["AC40CD21","Condenseur clim 18202/203/204/205/207","U_SANS   PREVENTIF","Sans   préventif","MPS","AR","U222AC","AR",null,"2049-12-30",0,1,0,null,null,"BIOMED_ULIS","AC40CD21Condenseur clim 18202/203/204/205/207U_SANS   PREVENTIFSans   préventifAR"]
["AC40CD22","Condenseur clim 18206/208/209/210/211","U_SANS   PREVENTIF","Sans   préventif","MPS","AR","U222AC","AR",null,"2049-12-30",0,1,0,null,null,"BIOMED_ULIS","AC40CD22Condenseur clim 18206/208/209/210/211U_SANS   PREVENTIFSans   préventifAR"]
["AC40CD23","Condenseur clim 18212/213/214/215/216","U_SANS   PREVENTIF","Sans   préventif","MPS","AR","U222AC","AR",null,"2049-12-30",0,1,0,null,null,"BIOMED_ULIS","AC40CD23Condenseur clim 18212/213/214/215/216U_SANS   PREVENTIFSans   préventifAR"]
["AC40CD24","Clondenseur clim pièce 18217","U_SANS   PREVENTIF","Sans   préventif","MPS","AR","U222AC","AR",null,"2049-12-30",0,1,0,null,null,"BIOMED_ULIS",{"$f":"_xlfn.TEXTJOIN(\"\",TRUE,A1602:D1602,H1602,N1602)","v":"AC40CD24Clondenseur clim pièce 18217U_SANS   PREVENTIFSans   préventifAR"}]
["AC60","Air ventilé B2/B3/B5","U_SANS   PREVENTIF","Sans   préventif","MPS","AR","U222AC","AR",null,"2049-12-30",0,1,0,null,null,"BIOMED_ULIS","AC60Air ventilé B2/B3/B5U_SANS   PREVENTIFSans   préventifAR"]
["AC61","Air ventilé B11 magasin général","U_SANS   PREVENTIF","Sans   préventif","MPS","AR","U222AC","AR",null,"2049-12-30",0,1,0,null,null,"BIOMED_ULIS","AC61Air ventilé B11 magasin généralU_SANS   PREVENTIFSans   préventifAR"]
["AC61ARM01","Armoire n°1 de chauffage B11","U_SANS   PREVENTIF","Sans   préventif","MPS","AR","U222AC","AR",null,"2049-12-30",0,1,0,null,null,"BIOMED_ULIS","AC61ARM01Armoire n°1 de chauffage B11U_SANS   PREVENTIFSans   préventifAR"]
["AC61ARM02","Armoire n°2 de chauffage B11","U_SANS   PREVENTIF","Sans   préventif","MPS","AR","U222AC","AR",null,"2049-12-30",0,1,0,null,null,"BIOMED_ULIS","AC61ARM02Armoire n°2 de chauffage B11U_SANS   PREVENTIFSans   préventifAR"]
["AC70","Air ventilé B1","U_SANS   PREVENTIF","Sans   préventif","MPS","AR","U222AC","AR",null,"2049-12-30",0,1,0,null,null,"BIOMED_ULIS","AC70Air ventilé B1U_SANS   PREVENTIFSans   préventifAR"]
["ACA1","Renouvelement d'air pour lab 1216-1217","U_SANS   PREVENTIF","Sans   préventif","MC","AR","U222AC","AR",null,"2049-12-30",0,1,0,null,null,"BIOTECH_ULIS","ACA1Renouvelement d'air pour lab 1216-1217U_SANS   PREVENTIFSans   préventifAR"]
["ACA1ARM01","Armoire commande régul. clim. ACA1/2/3/4","U_SANS   PREVENTIF","Sans   préventif","MPS","AR","U222AC","AR",null,"2049-12-30",0,1,0,null,null,"BIOTECH_ULIS","ACA1ARM01Armoire commande régul. clim. ACA1/2/3/4U_SANS   PREVENTIFSans   préventifAR"]
["EXACA2","Air climatisé recherche et dévelop. B1","U_SANS   PREVENTIF","Sans   préventif","MPS","AR","U222AC","AR",null,"2049-12-30",0,1,0,null,null,"BIOTECH_ULIS","EXACA2Air climatisé recherche et dévelop. B1U_SANS   PREVENTIFSans   préventifAR"]
["ACA3","Air climatisé recherche et dévelop. B1","U_SANS   PREVENTIF","Sans   préventif","MPS","AR","U222AC","AR",null,"2049-12-30",0,1,0,null,null,"BIOTECH_ULIS","ACA3Air climatisé recherche et dévelop. B1U_SANS   PREVENTIFSans   préventifAR"]
["ACA4","Air climatisé recherche et dévelop. B1","U_SANS   PREVENTIF","Sans   préventif","MPS","AR","U222AC","AR",null,"2049-12-30",0,1,0,null,null,"BIOTECH_ULIS","ACA4Air climatisé recherche et dévelop. B1U_SANS   PREVENTIFSans   préventifAR"]
["ACPI08","Ensemble indicateurs pression pièces b8","U_SANS   PREVENTIF","Sans   préventif","MPS","AR","U222AC","AR",null,"2049-12-30",0,1,0,null,null,"BIOMED_ULIS","ACPI08Ensemble indicateurs pression pièces b8U_SANS   PREVENTIFSans   préventifAR"]
["BAT01","Bâtiment 1 commun","U_SANS   PREVENTIF","Sans   préventif","MPS","AR","S244","AR","97 230,00","3000-01-01",0,1,0,null,null,"BIOMED_ULIS","BAT01Bâtiment 1 communU_SANS   PREVENTIFSans   préventifAR"]
["BAT0101","Bâtiment 1 1étage","U_SANS   PREVENTIF","Sans   préventif","MPS","AR","S244","AR",null,"2049-12-30",0,1,0,null,null,"BIOMED_ULIS","BAT0101Bâtiment 1 1étageU_SANS   PREVENTIFSans   préventifAR"]
["BAT0102","Bâtiment des laboratoires de recherche","U_SANS   PREVENTIF","Sans   préventif","MPS","AR","S244","AR",null,"2049-12-30",0,1,0,null,null,"BIOTECH_ULIS","BAT0102Bâtiment des laboratoires de rechercheU_SANS   PREVENTIFSans   préventifAR"]
["BAT0103","Bâtiment 1 laboratoires de contrôle","U_SANS   PREVENTIF","Sans   préventif","MPS","AR","S244","AR",null,"2049-12-30",0,1,0,null,null,"BIOMED_ULIS","BAT0103Bâtiment 1 laboratoires de contrôleU_SANS   PREVENTIFSans   préventifAR"]
["BAT010128","Sas cryogénie pièce 1128","U_SANS   PREVENTIF","Sans   préventif","MPS","AR","U235BATR","AR",null,"2049-12-30",0,1,0,null,null,"BIOMED_ULIS","BAT010128Sas cryogénie pièce 1128U_SANS   PREVENTIFSans   préventifAR"]
["BAT01RC04","Lingerie hommes","U_SANS   PREVENTIF","Sans   préventif","MPS","AR","U200BATP","AR",null,"2049-12-30",0,1,0,null,null,"BIOMED_ULIS","BAT01RC04Lingerie hommesU_SANS   PREVENTIFSans   préventifAR"]
["BAT01RC26","Vestiaires hommes ville","U_SANS   PREVENTIF","Sans   préventif","MPS","AR","U200BATP","AR",null,"2049-12-30",0,1,0,null,null,"BIOMED_ULIS","BAT01RC26Vestiaires hommes villeU_SANS   PREVENTIFSans   préventifAR"]
["BAT01RC27","Toilettes vestiaires hommes","U_SANS   PREVENTIF","Sans   préventif","MPS","AR","U200BATP","AR",null,"2049-12-30",0,1,0,null,null,"BIOMED_ULIS","BAT01RC27Toilettes vestiaires hommesU_SANS   PREVENTIFSans   préventifAR"]
["BAT01SS28","Atelier découpe des poches plasma","U_SANS   PREVENTIF","Sans   préventif","MPS","AR","U200BATP","AR","22 613,00","3000-01-01",0,1,0,null,null,"BIOMED_ULIS","BAT01SS28Atelier découpe des poches plasmaU_SANS   PREVENTIFSans   préventifAR"]
["BAT01SS31","Atelier broyage plasma","U_SANS   PREVENTIF","Sans   préventif","MPS","AR","U200BATP","AR",null,"2049-12-30",0,1,0,null,null,"BIOMED_ULIS","BAT01SS31Atelier broyage plasmaU_SANS   PREVENTIFSans   préventifAR"]
["BAT01SS32","Laverie propre plasma","U_SANS   PREVENTIF","Sans   préventif","MPS","AR","U200BATP","AR",null,"2049-12-30",0,1,0,null,null,"BIOMED_ULIS","BAT01SS32Laverie propre plasmaU_SANS   PREVENTIFSans   préventifAR"]
["BAT01SS33","Local technique reffroidissement BKA28","U_SANS   PREVENTIF","Sans   préventif","MPS","AR","U200BATP","AR",null,"2049-12-30",0,1,0,null,null,"BIOMED_ULIS","BAT01SS33Local technique reffroidissement BKA28U_SANS   PREVENTIFSans   préventifAR"]
["BAT01SS34","Atelier centri. AS26","U_SANS   PREVENTIF","Sans   préventif","MPS","AR","U200BATP","AR",null,"2049-12-30",0,1,0,null,null,"BIOMED_ULIS","BAT01SS34Atelier centri. AS26U_SANS   PREVENTIFSans   préventifAR"]
["BAT01SS35","Laverie plasma","U_SANS   PREVENTIF","Sans   préventif","MPS","AR","U200BATP","AR",null,"2049-12-30",0,1,0,null,null,"BIOMED_ULIS","BAT01SS35Laverie plasmaU_SANS   PREVENTIFSans   préventifAR"]
["BAT01SS41","Sas sortie déchets décongélation","U_SANS   PREVENTIF","Sans   préventif","MPS","AR","U200BATP","AR",null,"2049-12-30",0,1,0,null,null,"BIOMED_ULIS","BAT01SS41Sas sortie déchets décongélationU_SANS   PREVENTIFSans   préventifAR"]
["BAT02","Bâtiment 2","U_SANS   PREVENTIF","Sans   préventif","MPS","AR","S244","AR",null,"2049-12-30",0,1,0,null,null,"BIOMED_ULIS","BAT02Bâtiment 2U_SANS   PREVENTIFSans   préventifAR"]
["BAT03","Bâtiment 3","U_SANS   PREVENTIF","Sans   préventif","MPS","AR","S244","AR",null,"2049-12-30",0,1,0,null,null,"BIOMED_ULIS","BAT03Bâtiment 3U_SANS   PREVENTIFSans   préventifAR"]
["BAT0302","Bâtiment b3 2ème étage","U_SANS   PREVENTIF","Sans   préventif","MPS","AR","S244","AR",null,"2049-12-30",0,1,0,null,null,"BIOMED_ULIS","BAT0302Bâtiment b3 2ème étageU_SANS   PREVENTIFSans   préventifAR"]
["BAT05","Bâtiment 5","U_SANS   PREVENTIF","Sans   préventif","MPS","AR","S244","AR",null,"2049-12-30",0,1,0,null,null,"BIOMED_ULIS","BAT05Bâtiment 5U_SANS   PREVENTIFSans   préventifAR"]
["BAT06","Bâtiment 6","U_SANS   PREVENTIF","Sans   préventif","MPS","AR","S244","AR",null,"2049-12-30",0,1,0,null,null,"BIOMED_ULIS","BAT06Bâtiment 6U_SANS   PREVENTIFSans   préventifAR"]
["BAT07","Bâtiment 7 poste de garde Canada","U_SANS   PREVENTIF","Sans   préventif","MPS","AR","S244","AR",null,"2049-12-30",0,1,0,null,null,"BIOMED_ULIS","BAT07Bâtiment 7 poste de garde CanadaU_SANS   PREVENTIFSans   préventifAR"]
["BAT08101","Couloir de circulation conditionnement","U_SANS   PREVENTIF","Sans   préventif","MPS","AR","U200BATP","AR",null,"2049-12-30",0,1,0,null,null,"BIOMED_ULIS","BAT08101Couloir de circulation conditionnementU_SANS   PREVENTIFSans   préventifAR"]
["BAT08ALBUMINE","Bâtiment 8 atelier albumine","U_SANS   PREVENTIF","Sans   préventif","MPS","AR","U200BATP","AR",null,"2049-12-30",0,1,0,null,null,"BIOMED_ULIS","BAT08ALBUMINEBâtiment 8 atelier albumineU_SANS   PREVENTIFSans   préventifAR"]
["BAT08COMMUN","Bâtiment 8 communs","U_SANS   PREVENTIF","Sans   préventif","MPS","AR","U200BATP","AR",null,"2049-12-30",0,1,0,null,null,"BIOMED_ULIS","BAT08COMMUNBâtiment 8 communsU_SANS   PREVENTIFSans   préventifAR"]
["BAT08COND","Bâtiment 8 atelier conditionnement","U_SANS   PREVENTIF","Sans   préventif","MPS","AR","U200BATP","AR",null,"2049-12-30",0,1,0,null,null,"BIOMED_ULIS","BAT08CONDBâtiment 8 atelier conditionnementU_SANS   PREVENTIFSans   préventifAR"]
["BAT08GAMMA","Bâtiment 8 atelier gamma","U_SANS   PREVENTIF","Sans   préventif","MPS","AR","U200BATP","AR",null,"2049-12-30",0,1,0,null,null,"BIOMED_ULIS","BAT08GAMMABâtiment 8 atelier gammaU_SANS   PREVENTIFSans   préventifAR"]
["BAT08P01","Bureaux responsable production","U_SANS   PREVENTIF","Sans   préventif","MPS","AR","U200BATP","AR",null,"2049-12-30",0,1,0,null,null,"BIOMED_ULIS","BAT08P01Bureaux responsable productionU_SANS   PREVENTIFSans   préventifAR"]
["EXBAT08PTA04","Porte auto. enroul. sas mag. avancé/quai","U_SANS   PREVENTIF","Sans   préventif","MPS","AR","U200BATP","AR",null,"2049-12-31",0,1,0,null,null,"BIOMED_ULIS","EXBAT08PTA04Porte auto. enroul. sas mag. avancé/quaiU_SANS   PREVENTIFSans   préventifAR"]
["BAT08RC06","Couloir entrée vestiaires côté produc","U_SANS   PREVENTIF","Sans   préventif","MPS","AR","U200BATP","AR",null,"2049-12-30",0,1,0,null,null,"BIOMED_ULIS","BAT08RC06Couloir entrée vestiaires côté producU_SANS   PREVENTIFSans   préventifAR"]
["BAT08RC07","Sas matériel ville","U_SANS   PREVENTIF","Sans   préventif","MPS","AR","U200BATP","AR",null,"2049-12-30",0,1,0,null,null,"BIOMED_ULIS","BAT08RC07Sas matériel villeU_SANS   PREVENTIFSans   préventifAR"]
["BAT08RC08","Sas matériel production","U_SANS   PREVENTIF","Sans   préventif","MPS","AR","U200BATP","AR",null,"2049-12-30",0,1,0,null,null,"BIOMED_ULIS","BAT08RC08Sas matériel productionU_SANS   PREVENTIFSans   préventifAR"]
["BAT08RC100","Salle tableaux pontage albumine","U_SANS   PREVENTIF","Sans   préventif","MPS","AR","U200BATP","AR",null,"2049-12-30",0,1,0,null,null,"BIOMED_ULIS","BAT08RC100Salle tableaux pontage albumineU_SANS   PREVENTIFSans   préventifAR"]
["BAT08RC101","Atelier tableaux pontage NEP gamma","U_SANS   PREVENTIF","Sans   préventif","MPS","AR","U200BATP","AR",null,"2049-12-30",0,1,0,null,null,"BIOMED_ULIS","BAT08RC101Atelier tableaux pontage NEP gammaU_SANS   PREVENTIFSans   préventifAR"]
["BAT08RC102","Atelier centrifugation immunoglobuline","U_SANS   PREVENTIF","Sans   préventif","MPS","AR","U200BATP","AR",null,"2049-12-30",0,1,0,null,null,"BIOMED_ULIS","BAT08RC102Atelier centrifugation immunoglobulineU_SANS   PREVENTIFSans   préventifAR"]
["BAT08RC103","Atelier UF immunoglobuline","U_SANS   PREVENTIF","Sans   préventif","MPS","AR","U200BATP","AR",null,"2049-12-30",0,1,0,null,null,"BIOMED_ULIS","BAT08RC103Atelier UF immunoglobulineU_SANS   PREVENTIFSans   préventifAR"]
["BAT08RC123","Salle pontage albumine","U_SANS   PREVENTIF","Sans   préventif","MPS","AR","U200BATP","AR",null,"2049-12-30",0,1,0,null,null,"BIOMED_ULIS","BAT08RC123Salle pontage albumineU_SANS   PREVENTIFSans   préventifAR"]
["BAT08RC27","Toilettes vestiaires femmes","U_SANS   PREVENTIF","Sans   préventif","MPS","AR","U200BATP","AR",null,"2049-12-30",0,1,0,null,null,"BIOMED_ULIS","BAT08RC27Toilettes vestiaires femmesU_SANS   PREVENTIFSans   préventifAR"]
["BAT08RC28","Lingerie femmes","U_SANS   PREVENTIF","Sans   préventif","MPS","AR","U200BATP","AR",null,"2049-12-30",0,1,0,null,null,"BIOMED_ULIS","BAT08RC28Lingerie femmesU_SANS   PREVENTIFSans   préventifAR"]
["BAT08RC31","Sas lave mains vestiaires hommes","U_SANS   PREVENTIF","Sans   préventif","MPS","AR","U200BATP","AR",null,"2049-12-30",0,1,0,null,null,"BIOMED_ULIS","BAT08RC31Sas lave mains vestiaires hommesU_SANS   PREVENTIFSans   préventifAR"]
["BAT08RC32","Vestiaires hommes production","U_SANS   PREVENTIF","Sans   préventif","MPS","AR","U200BATP","AR",null,"2049-12-30",0,1,0,null,null,"BIOMED_ULIS","BAT08RC32Vestiaires hommes productionU_SANS   PREVENTIFSans   préventifAR"]
["BAT08RC33","Sas lave mains femmes","U_SANS   PREVENTIF","Sans   préventif","MPS","AR","U200BATP","AR",null,"2049-12-30",0,1,0,null,null,"BIOMED_ULIS","BAT08RC33Sas lave mains femmesU_SANS   PREVENTIFSans   préventifAR"]
["BAT08RC34","Vestiaires femmes production","U_SANS   PREVENTIF","Sans   préventif","MPS","AR","U200BATP","AR",null,"2049-12-30",0,1,0,null,null,"BIOMED_ULIS","BAT08RC34Vestiaires femmes productionU_SANS   PREVENTIFSans   préventifAR"]
["BAT08RC35","Préparation Matériels Stériles","U_SANS   PREVENTIF","Sans   préventif","MPS","AR","U200BATP","AR",null,"2049-12-30",0,1,0,null,null,"BIOMED_ULIS","BAT08RC35Préparation Matériels StérilesU_SANS   PREVENTIFSans   préventifAR"]
["BAT08RC39","Pièce de filtration MPVP","U_SANS   PREVENTIF","Sans   préventif","MPS","AR","U200BATP","AR",null,"2049-12-30",0,1,0,null,null,"BIOMED_ULIS","BAT08RC39Pièce de filtration MPVPU_SANS   PREVENTIFSans   préventifAR"]
["BAT08RC41","Laverie albumine","U_SANS   PREVENTIF","Sans   préventif","MPS","AR","U200BATP","AR",null,"2049-12-30",0,1,0,null,null,"BIOMED_ULIS","BAT08RC41Laverie albumineU_SANS   PREVENTIFSans   préventifAR"]
["BAT08RC43","Vestiaires femmes ville","U_SANS   PREVENTIF","Sans   préventif","MPS","AR","U200BATP","AR",null,"2049-12-30",0,1,0,null,null,"BIOMED_ULIS","BAT08RC43Vestiaires femmes villeU_SANS   PREVENTIFSans   préventifAR"]
["BAT08RC54","Couloir de circulation central","U_SANS   PREVENTIF","Sans   préventif","MPS","AR","U200BATP","AR",null,"2049-12-30",0,1,0,null,null,"BIOMED_ULIS","BAT08RC54Couloir de circulation centralU_SANS   PREVENTIFSans   préventifAR"]
["BAT08RC59","Atelier UF albumine","U_SANS   PREVENTIF","Sans   préventif","MPS","AR","U200BATP","AR",null,"2049-12-30",0,1,0,null,null,"BIOMED_ULIS","BAT08RC59Atelier UF albumineU_SANS   PREVENTIFSans   préventifAR"]
["BAT08RC60","Atelier filtre presse albumine","U_SANS   PREVENTIF","Sans   préventif","MPS","AR","U200BATP","AR",null,"2049-12-30",0,1,0,null,null,"BIOMED_ULIS","BAT08RC60Atelier filtre presse albumineU_SANS   PREVENTIFSans   préventifAR"]
["BAT08RC61","Local de conditionnement secondaire et pesée back-up","U_SANS   PREVENTIF","Sans   préventif","MPS","AR","U200BATP","AR",null,"2049-12-30",0,1,0,null,null,"BIOMED_ULIS","BAT08RC61Local de conditionnement secondaire et pesée back-upU_SANS   PREVENTIFSans   préventifAR"]
["BAT08RC62","Atelier cuverie albumine/immunoglobuline","U_SANS   PREVENTIF","Sans   préventif","MPS","AR","U200BATP","AR",null,"2049-12-30",0,1,0,null,null,"BIOMED_ULIS","BAT08RC62Atelier cuverie albumine/immunoglobulineU_SANS   PREVENTIFSans   préventifAR"]
["BAT08RC67","Supervision albumine/immunoglobulines","U_SANS   PREVENTIF","Sans   préventif","MPS","AR","U200BATP","AR",null,"2049-12-30",0,1,0,null,null,"BIOMED_ULIS","BAT08RC67Supervision albumine/immunoglobulinesU_SANS   PREVENTIFSans   préventifAR"]
["BAT08RC70","Atelier UF albumine","U_SANS   PREVENTIF","Sans   préventif","MPS","AR","U200BATP","AR",null,"2049-12-30",0,1,0,null,null,"BIOMED_ULIS",{"$f":"_xlfn.TEXTJOIN(\"\",TRUE,A1666:D1666,H1666,N1666)","v":"BAT08RC70Atelier UF albumineU_SANS   PREVENTIFSans   préventifAR"}]
["BAT08RC71","Atelier laverie FP albumine","U_SANS   PREVENTIF","Sans   préventif","MPS","AR","U200BATP","AR",null,"2049-12-30",0,1,0,null,null,"BIOMED_ULIS","BAT08RC71Atelier laverie FP albumineU_SANS   PREVENTIFSans   préventifAR"]
["BAT08RC72","Bureau chef équipe albumine","U_SANS   PREVENTIF","Sans   préventif","MPS","AR","U200BATP","AR",null,"2049-12-30",0,1,0,null,null,"BIOMED_ULIS","BAT08RC72Bureau chef équipe albumineU_SANS   PREVENTIFSans   préventifAR"]
["BAT08RC76","Local technique UF albumine","U_SANS   PREVENTIF","Sans   préventif","MPS","AR","U200BATP","AR",null,"2049-12-30",0,1,0,null,null,"BIOMED_ULIS","BAT08RC76Local technique UF albumineU_SANS   PREVENTIFSans   préventifAR"]
["BAT08RC99","Atelier broyage immunoglobuline","U_SANS   PREVENTIF","Sans   préventif","MPS","AR","U200BATP","AR",null,"2049-12-30",0,1,0,null,null,"BIOMED_ULIS","BAT08RC99Atelier broyage immunoglobulineU_SANS   PREVENTIFSans   préventifAR"]
["BAT08SS01","Local congélateurs FC ZHV","U_SANS   PREVENTIF","Sans   préventif","MPS","AR","U200BATP","AR",null,"2049-12-30",0,1,0,null,null,"BIOMED_ULIS","BAT08SS01Local congélateurs FC ZHVU_SANS   PREVENTIFSans   préventifAR"]
["BAT08SS02","Atelier 8SS02 FC ZHV","U_SANS   PREVENTIF","Sans   préventif","MPS","AR","U200BATP","AR",null,"2049-12-30",0,1,0,null,null,"BIOMED_ULIS","BAT08SS02Atelier 8SS02 FC ZHVU_SANS   PREVENTIFSans   préventifAR"]
["BAT08SS03","Atelier 8SS03 FC ZHV","U_SANS   PREVENTIF","Sans   préventif","MPS","AR","U200BATP","AR",null,"2049-12-30",0,1,0,null,null,"BIOMED_ULIS","BAT08SS03Atelier 8SS03 FC ZHVU_SANS   PREVENTIFSans   préventifAR"]
["BAT08SS04","Laverie FC ZHV","U_SANS   PREVENTIF","Sans   préventif","MPS","AR","U200BATP","AR",null,"2049-12-30",0,1,0,null,null,"BIOMED_ULIS","BAT08SS04Laverie FC ZHVU_SANS   PREVENTIFSans   préventifAR"]
["BAT08SS05","Couloir commun FC ZHV","U_SANS   PREVENTIF","Sans   préventif","MPS","AR","U200BATP","AR",null,"2049-12-30",0,1,0,null,null,"BIOMED_ULIS","BAT08SS05Couloir commun FC ZHVU_SANS   PREVENTIFSans   préventifAR"]
["BAT08SS06","Local FC ZNHV","U_SANS   PREVENTIF","Sans   préventif","MPS","AR","U200BATP","AR",null,"2049-12-30",0,1,0,null,null,"BIOMED_ULIS","BAT08SS06Local FC ZNHVU_SANS   PREVENTIFSans   préventifAR"]
["BAT08SS07","Sas sortie matériels sales ZHV vers ZNHV","U_SANS   PREVENTIF","Sans   préventif","MPS","AR","U200BATP","AR",null,"2049-12-30",0,1,0,null,null,"BIOMED_ULIS","BAT08SS07Sas sortie matériels sales ZHV vers ZNHVU_SANS   PREVENTIFSans   préventifAR"]
["BAT08SS08","Local stockage matériels FC ZNHV","U_SANS   PREVENTIF","Sans   préventif","MPS","AR","U200BATP","AR",null,"2049-12-30",0,1,0,null,null,"BIOMED_ULIS","BAT08SS08Local stockage matériels FC ZNHVU_SANS   PREVENTIFSans   préventifAR"]
["BAT08SS15","Local production eau PPI et CIP","U_SANS   PREVENTIF","Sans   préventif","MPS","AR","U200BATP","AR",null,"2049-12-30",0,1,0,null,null,"BIOMED_ULIS","BAT08SS15Local production eau PPI et CIPU_SANS   PREVENTIFSans   préventifAR"]
["BAT08SS20","Local stockage matériels FC ZNHV","U_SANS   PREVENTIF","Sans   préventif","MPS","AR","U200BATP","AR",null,"2049-12-30",0,1,0,null,null,"BIOMED_ULIS","BAT08SS20Local stockage matériels FC ZNHVU_SANS   PREVENTIFSans   préventifAR"]
["BAT08SS21","Couloir d'accès FC ZNHV","U_SANS   PREVENTIF","Sans   préventif","MPS","AR","U200BATP","AR",null,"2049-12-30",0,1,0,null,null,"BIOMED_ULIS","BAT08SS21Couloir d'accès FC ZNHVU_SANS   PREVENTIFSans   préventifAR"]
["BAT08SS24","Atelier cuverie FC ZNHV","U_SANS   PREVENTIF","Sans   préventif","MPS","AR","U200BATP","AR",null,"2049-12-30",0,1,0,null,null,"BIOMED_ULIS","BAT08SS24Atelier cuverie FC ZNHVU_SANS   PREVENTIFSans   préventifAR"]
["BAT08SS25","Atelier chromato FC ZNHV","U_SANS   PREVENTIF","Sans   préventif","MPS","AR","U200BATP","AR",null,"2049-12-30",0,1,0,null,null,"BIOMED_ULIS","BAT08SS25Atelier chromato FC ZNHVU_SANS   PREVENTIFSans   préventifAR"]
["BAT08SS27","Atelier cuverie FC ZHV","U_SANS   PREVENTIF","Sans   préventif","MPS","AR","U200BATP","AR",null,"2049-12-30",0,1,0,null,null,"BIOMED_ULIS","BAT08SS27Atelier cuverie FC ZHVU_SANS   PREVENTIFSans   préventifAR"]
["BAT08SS28","Stockage zhv","U_SANS   PREVENTIF","Sans   préventif","MPS","AR","U200BATP","AR",null,"2049-12-30",0,1,0,null,null,"BIOMED_ULIS","BAT08SS28Stockage zhvU_SANS   PREVENTIFSans   préventifAR"]
["BAT08SS34","Sas sortie de secours","U_SANS   PREVENTIF","Sans   préventif","MPS","AR","U200BATP","AR",null,"2049-12-30",0,1,0,null,null,"BIOMED_ULIS","BAT08SS34Sas sortie de secoursU_SANS   PREVENTIFSans   préventifAR"]
["BAT08SS36","Salle des machines froid","U_SANS   PREVENTIF","Sans   préventif","MPS","AR","U235BATU","AR",null,"2049-12-30",0,1,0,null,null,"BIOMED_ULIS","BAT08SS36Salle des machines froidU_SANS   PREVENTIFSans   préventifAR"]
["BAT08SS56","SAS MAL D 01","U_SANS   PREVENTIF","Sans   préventif","MPS","AR","U200BATP","AR",null,"2049-12-30",0,1,0,null,null,"BIOMED_ULIS","BAT08SS56SAS MAL D 01U_SANS   PREVENTIFSans   préventifAR"]
["BAT09","Bâtiment 9 restaurant salle de réunion","U_SANS   PREVENTIF","Sans   préventif","MPS","AR","S244","AR",null,"2049-12-30",0,1,0,null,null,"BIOMED_ULIS","BAT09Bâtiment 9 restaurant salle de réunionU_SANS   PREVENTIFSans   préventifAR"]
["BAT11MGG","Bâtiment 11 partie magasin général","U_SANS   PREVENTIF","Sans   préventif","MPS","AR","U200BATP","AR",null,"2049-12-30",0,1,0,null,null,"BIOMED_ULIS","BAT11MGGBâtiment 11 partie magasin généralU_SANS   PREVENTIFSans   préventifAR"]
["BAT11MGP","Bâtiment 11 partie chambres froides","U_SANS   PREVENTIF","Sans   préventif","MPS","AR","U200BATP","AR",null,"2049-12-30",0,1,0,null,null,"BIOMED_ULIS","BAT11MGPBâtiment 11 partie chambres froidesU_SANS   PREVENTIFSans   préventifAR"]
["BAT13","LOCAL PLOMBERIE","U_SANS   PREVENTIF","Sans   préventif","MPS","AR","U235BATU","AR",null,"2049-12-30",0,1,0,null,null,"BIOMED_ULIS","BAT13LOCAL PLOMBERIEU_SANS   PREVENTIFSans   préventifAR"]
["BAT14","Bâtiment 14 poste de garde Acadie","U_SANS   PREVENTIF","Sans   préventif","MPS","AR","S244","AR",null,"2049-12-30",0,1,0,null,null,"BIOMED_ULIS","BAT14Bâtiment 14 poste de garde AcadieU_SANS   PREVENTIFSans   préventifAR"]
["BAT15","Bâtiment 15 poste de garde compacteur","U_SANS   PREVENTIF","Sans   préventif","MPS","AR","S244","AR",null,"2049-12-30",0,1,0,null,null,"BIOMED_ULIS","BAT15Bâtiment 15 poste de garde compacteurU_SANS   PREVENTIFSans   préventifAR"]
["BAT16","Bâtiment compacteur déchets","U_SANS   PREVENTIF","Sans   préventif","MPS","AR","S244","AR",null,"2049-12-30",0,1,0,null,null,"BIOMED_ULIS","BAT16Bâtiment compacteur déchetsU_SANS   PREVENTIFSans   préventifAR"]
["BAT17","Bâtiment 17 poste de garde Tropique","U_SANS   PREVENTIF","Sans   préventif","MPS","AR","S244","AR",null,"2049-12-30",0,1,0,null,null,"BIOMED_ULIS","BAT17Bâtiment 17 poste de garde TropiqueU_SANS   PREVENTIFSans   préventifAR"]
["BAT18","Bâtiment 18","U_SANS   PREVENTIF","Sans   préventif","MPS","AR","S244","AR",null,"2049-12-30",0,1,0,null,null,"BIOMED_ULIS","BAT18Bâtiment 18U_SANS   PREVENTIFSans   préventifAR"]
["BATPRODUCTION","Bâtiments de production","U_SANS   PREVENTIF","Sans   préventif","MPS","AR","U200BATP","AR",null,"2049-12-30",0,1,0,null,null,"BIOMED_ULIS","BATPRODUCTIONBâtiments de productionU_SANS   PREVENTIFSans   préventifAR"]
["CG","Stokage et distribution co2 2b1","U_SANS   PREVENTIF","Sans   préventif","MPS","AR","U850","AR",null,"2049-12-30",0,1,0,null,null,"BIOTECH_ULIS","CGStokage et distribution co2 2b1U_SANS   PREVENTIFSans   préventifAR"]
["CHR01","Réservoir  désinf. acide péracétique PW","U_SANS   PREVENTIF","Sans   préventif","MPS","AR","U222PW","AR",null,"2049-12-30",0,1,0,null,null,"BIOMED_ULIS","CHR01Réservoir  désinf. acide péracétique PWU_SANS   PREVENTIFSans   préventifAR"]
["EX1CONDPLC01","Automate mireuse flacons n°2","U_SANS   PREVENTIF","Sans   préventif","MPS","AR","U112CAM","AR",null,"2049-12-30",0,1,0,null,null,"BIOMED_ULIS","EX1CONDPLC01Automate mireuse flacons n°2U_SANS   PREVENTIFSans   préventifAR"]
["CRDCF1209","Chambre froide +4°C pièce 1209","U_SANS   PREVENTIF","Sans   préventif","MPS","AR","U864PDP","AR",null,"2049-12-30",0,1,0,null,null,"BIOTECH_ULIS","CRDCF1209Chambre froide +4°C pièce 1209U_SANS   PREVENTIFSans   préventifAR"]
["CRDCF1250","Chambre froide -35°C pièce 1250","U_SANS   PREVENTIF","Sans   préventif","MPS","AR","U864PDP","AR",null,"2049-12-30",0,1,0,null,null,"BIOTECH_ULIS","CRDCF1250Chambre froide -35°C pièce 1250U_SANS   PREVENTIFSans   préventifAR"]
["CRDCF1251","Chambre froide -20°C pièce 1251","U_SANS   PREVENTIF","Sans   préventif","MPS","AR","U864PDP","AR",null,"2049-12-30",0,1,0,null,null,"BIOTECH_ULIS","CRDCF1251Chambre froide -20°C pièce 1251U_SANS   PREVENTIFSans   préventifAR"]
["CRDCF1253","Chambre froide +4°C pièce 1253","U_SANS   PREVENTIF","Sans   préventif","MPS","AR","U864PDP","AR",null,"2049-12-30",0,1,0,null,null,"BIOTECH_ULIS","CRDCF1253Chambre froide +4°C pièce 1253U_SANS   PREVENTIFSans   préventifAR"]
["CRDCF1254","Chambre froide +4°C pièce 1254","U_SANS   PREVENTIF","Sans   préventif","MPS","AR","U864PDP","AR",null,"2049-12-30",0,1,0,null,null,"BIOTECH_ULIS","CRDCF1254Chambre froide +4°C pièce 1254U_SANS   PREVENTIFSans   préventifAR"]
["CRDCF1255","Chambre froide +4°C pièce 1255","U_SANS   PREVENTIF","Sans   préventif","MPS","AR","U864PDP","AR",null,"2049-12-30",0,1,0,null,null,"BIOTECH_ULIS","CRDCF1255Chambre froide +4°C pièce 1255U_SANS   PREVENTIFSans   préventifAR"]
["CRDCF1256","Chambre froide +4°C pièce 1256","U_SANS   PREVENTIF","Sans   préventif","MPS","AR","U864PDP","AR",null,"2049-12-30",0,1,0,null,null,"BIOTECH_ULIS","CRDCF1256Chambre froide +4°C pièce 1256U_SANS   PREVENTIFSans   préventifAR"]
["CRDEQUIP","Equiments communs de R&D","U_SANS   PREVENTIF","Sans   préventif","MPS","AR","U851","AR",null,"2049-12-30",0,1,0,null,null,"BIOTECH_ULIS","CRDEQUIPEquiments communs de R&DU_SANS   PREVENTIFSans   préventifAR"]
["GW5/6ARM02","Armoire d'automatisme","U_SANS   PREVENTIF","Sans   préventif","MPS","AR","U222CW","AR",null,"2049-12-30",0,1,0,null,null,"BIOMED_ULIS","GW5/6ARM02Armoire d'automatismeU_SANS   PREVENTIFSans   préventifAR"]
["DDPEQUIP","Equipements dévelop. préclinique r & d","U_SANS   PREVENTIF","Sans   préventif","MPS","AR","U850","AR",null,"2049-12-30",0,1,0,null,null,"BIOTECH_ULIS","DDPEQUIPEquipements dévelop. préclinique r & dU_SANS   PREVENTIFSans   préventifAR"]
["DDPF8NANO","Ligne de nanofiltration facteur VIII","U_SANS   PREVENTIF","Sans   préventif","MPS","AR","U850","AR",null,"2049-12-30",0,1,0,null,null,"BIOTECH_ULIS","DDPF8NANOLigne de nanofiltration facteur VIIIU_SANS   PREVENTIFSans   préventifAR"]
["DDPLAV02","Machine à laver","U_SANS   PREVENTIF","Sans   préventif","MPS","AR","U850","AR",null,"2049-12-30",0,1,0,null,null,"BIOTECH_ULIS","DDPLAV02Machine à laverU_SANS   PREVENTIFSans   préventifAR"]
["DDPR01","Réacteur","U_SANS   PREVENTIF","Sans   préventif","MPS","AR","U850","AR",null,"2049-12-30",0,1,0,null,null,"BIOTECH_ULIS","DDPR01RéacteurU_SANS   PREVENTIFSans   préventifAR"]
["DDPR02","Réservoir 110 l mesure eau nano-filtrat.","U_SANS   PREVENTIF","Sans   préventif","MPS","AR","U850","AR",null,"2049-12-30",0,1,0,null,null,"BIOTECH_ULIS","DDPR02Réservoir 110 l mesure eau nano-filtrat.U_SANS   PREVENTIFSans   préventifAR"]
["DDPR03","Réservoir 546 l prépa. tampon chromato.","U_SANS   PREVENTIF","Sans   préventif","MPS","AR","U850","AR",null,"2049-12-30",0,1,0,null,null,"BIOTECH_ULIS","DDPR03Réservoir 546 l prépa. tampon chromato.U_SANS   PREVENTIFSans   préventifAR"]
["DDPR04","Réservoir 546 l pour dialyse","U_SANS   PREVENTIF","Sans   préventif","MPS","AR","U850","AR",null,"2049-12-30",0,1,0,null,null,"BIOTECH_ULIS","DDPR04Réservoir 546 l pour dialyseU_SANS   PREVENTIFSans   préventifAR"]
["DE2BD01","Boucle circuit de refroidissement GAMC21","U_SANS   PREVENTIF","Sans   préventif","MPS","AR","U441","AR",null,"2049-12-30",0,1,0,null,null,"BIOMED_ULIS","DE2BD01Boucle circuit de refroidissement GAMC21U_SANS   PREVENTIFSans   préventifAR"]
["DE2HV01","Vanne refroidissement débit refroidissement bol GAMC21","U_SANS   PREVENTIF","Sans   préventif","MPS","AR","U441","AR",null,"2049-12-30",0,1,0,null,null,"BIOMED_ULIS","DE2HV01Vanne refroidissement débit refroidissement bol GAMC21U_SANS   PREVENTIFSans   préventifAR"]
["DE2HV02","Vanne réglage débit refroidissement turbine GAMC21","U_SANS   PREVENTIF","Sans   préventif","MPS","AR","U441","AR",null,"2049-12-30",0,1,0,null,null,"BIOMED_ULIS","DE2HV02Vanne réglage débit refroidissement turbine GAMC21U_SANS   PREVENTIFSans   préventifAR"]
["EX1DE2HV03","Vanne by pass caloporteur GAMC21","U_SANS   PREVENTIF","Sans   préventif","MPS","AR","U441","AR",null,"2049-12-30",0,1,0,null,null,"BIOMED_ULIS","EX1DE2HV03Vanne by pass caloporteur GAMC21U_SANS   PREVENTIFSans   préventifAR"]
["DE3BD01","Boucle circuit de refroidissement GAMC22","U_SANS   PREVENTIF","Sans   préventif","MPS","AR","U441","AR",null,"2049-12-30",0,1,0,null,null,"BIOMED_ULIS","DE3BD01Boucle circuit de refroidissement GAMC22U_SANS   PREVENTIFSans   préventifAR"]
["DE3HV01","Vanne réglage débit refroidissement bol GAMC22","U_SANS   PREVENTIF","Sans   préventif","MPS","AR","U441","AR",null,"2049-12-30",0,1,0,null,null,"BIOMED_ULIS","DE3HV01Vanne réglage débit refroidissement bol GAMC22U_SANS   PREVENTIFSans   préventifAR"]
["DE3HV02","Vanne réglage débit refroidissement turbine GAMC22","U_SANS   PREVENTIF","Sans   préventif","MPS","AR","U441","AR",null,"2049-12-30",0,1,0,null,null,"BIOMED_ULIS","DE3HV02Vanne réglage débit refroidissement turbine GAMC22U_SANS   PREVENTIFSans   préventifAR"]
["EX1DE3HV03","Vanne by pass caloporteur GAMC22","U_SANS   PREVENTIF","Sans   préventif","MPS","AR","U441","AR",null,"2049-12-30",0,1,0,null,null,"BIOMED_ULIS","EX1DE3HV03Vanne by pass caloporteur GAMC22U_SANS   PREVENTIFSans   préventifAR"]
["DESAFECEQUIP","Equipements en attente de réaffectation","U_SANS   PREVENTIF","Sans   préventif","MPS","AR","U200","AR",null,"2049-12-30",0,1,0,null,null,"BIOMED_ULIS","DESAFECEQUIPEquipements en attente de réaffectationU_SANS   PREVENTIFSans   préventifAR"]
["DESTRUCEQUIP","Equipements détruits","U_SANS   PREVENTIF","Sans   préventif","MPS","AR","U200","AR",null,"2049-12-30",0,1,0,null,null,"ULIS","DESTRUCEQUIPEquipements détruitsU_SANS   PREVENTIFSans   préventifAR"]
["EXDWHBV11","Robinet de barrage alimentation PW","U_SANS   PREVENTIF","Sans   préventif","MPS","AR","U222DW","AR",null,"2049-12-30",0,1,0,null,null,"BIOMED_ULIS","EXDWHBV11Robinet de barrage alimentation PWU_SANS   PREVENTIFSans   préventifAR"]
["EXDWMBV301","Vanne pneu. papillon alim. e.v. duo n°1","U_SANS   PREVENTIF","Sans   préventif","MPS","AR","U222PW","AR",null,"2049-12-30",0,1,0,null,null,"BIOMED_ULIS","EXDWMBV301Vanne pneu. papillon alim. e.v. duo n°1U_SANS   PREVENTIFSans   préventifAR"]
["EXDWMBV401","Vanne pneu. papillon alim. e.v. duo n°2","U_SANS   PREVENTIF","Sans   préventif","MPS","AR","U222PW","AR",null,"2049-12-30",0,1,0,null,null,"BIOMED_ULIS",{"$f":"_xlfn.TEXTJOIN(\"\",TRUE,A1730:D1730,H1730,N1730)","v":"EXDWMBV401Vanne pneu. papillon alim. e.v. duo n°2U_SANS   PREVENTIFSans   préventifAR"}]
["EXDWPDV02","Vanne pneumatique vidange cuve DWT01","U_SANS   PREVENTIF","Sans   préventif","MPS","AR","U222PW","AR",null,"2049-12-30",0,1,0,null,null,"BIOMED_ULIS","EXDWPDV02Vanne pneumatique vidange cuve DWT01U_SANS   PREVENTIFSans   préventifAR"]
["EXDWPDV303","Vanne pneu. alim. e. v. cation duo n°1","U_SANS   PREVENTIF","Sans   préventif","MPS","AR","U222DW","AR",null,"2049-12-30",0,1,0,null,null,"BIOMED_ULIS","EXDWPDV303Vanne pneu. alim. e. v. cation duo n°1U_SANS   PREVENTIFSans   préventifAR"]
["EXDWPDV308","Vanne pneu. alim. e. v. anion duo n°1","U_SANS   PREVENTIF","Sans   préventif","MPS","AR","U222DW","AR",null,"2049-12-30",0,1,0,null,null,"BIOMED_ULIS","EXDWPDV308Vanne pneu. alim. e. v. anion duo n°1U_SANS   PREVENTIFSans   préventifAR"]
["EXDWPDV403","Vanne pneu. alim. e. v. cation duo n°2","U_SANS   PREVENTIF","Sans   préventif","MPS","AR","U222DW","AR",null,"2049-12-30",0,1,0,null,null,"BIOMED_ULIS","EXDWPDV403Vanne pneu. alim. e. v. cation duo n°2U_SANS   PREVENTIFSans   préventifAR"]
["EXDWPDV408","Vanne pneu. alim. e. v. anion duo n°2","U_SANS   PREVENTIF","Sans   préventif","MPS","AR","U222DW","AR",null,"2049-12-30",0,1,0,null,null,"BIOMED_ULIS","EXDWPDV408Vanne pneu. alim. e. v. anion duo n°2U_SANS   PREVENTIFSans   préventifAR"]
["DWSBD120","Réseau distribution eau ville animalerie","U_SANS   PREVENTIF","Sans   préventif","MPS","AR","U222DW","AR",null,"2049-12-30",0,1,0,null,null,"BIOMED_ULIS","DWSBD120Réseau distribution eau ville animalerieU_SANS   PREVENTIFSans   préventifAR"]
["DWSBD121","Réseau distribution eau ville abreuvoirs","U_SANS   PREVENTIF","Sans   préventif","MPS","AR","U222DW","AR",null,"2049-12-30",0,1,0,null,null,"BIOMED_ULIS","DWSBD121Réseau distribution eau ville abreuvoirsU_SANS   PREVENTIFSans   préventifAR"]
["EXDWT01","Cuve eau de ville amont déminéralisation","U_SANS   PREVENTIF","Sans   préventif","MPS","AR","U222PW","AR",null,"2049-12-30",0,1,0,null,null,"BIOMED_ULIS","EXDWT01Cuve eau de ville amont déminéralisationU_SANS   PREVENTIFSans   préventifAR"]
["ELE06N","Distribution bt normal tr6","U_SANS   PREVENTIF","Sans   préventif","MPS","AR","U222ELE","AR",null,"2049-12-30",0,1,0,null,null,"BIOMED_ULIS","ELE06NDistribution bt normal tr6U_SANS   PREVENTIFSans   préventifAR"]
["ELE07N","Distribution bt normal tr7","U_SANS   PREVENTIF","Sans   préventif","MPS","AR","U222ELE","AR",null,"2049-12-30",0,1,0,null,null,"BIOMED_ULIS","ELE07NDistribution bt normal tr7U_SANS   PREVENTIFSans   préventifAR"]
["ELE08ARM11R15","Armoire 11RC65 Circulation","U_SANS   PREVENTIF","Sans   préventif","MPS","AR","U222ELE","AR",null,"2049-12-30",0,1,0,null,null,"BIOMED_ULIS","ELE08ARM11R15Armoire 11RC65 CirculationU_SANS   PREVENTIFSans   préventifAR"]
["ELE08N","Distribution bt normal tr8","U_SANS   PREVENTIF","Sans   préventif","MPS","AR","U222ELE","AR",null,"2049-12-30",0,1,0,null,null,"BIOMED_ULIS","ELE08NDistribution bt normal tr8U_SANS   PREVENTIFSans   préventifAR"]
["ELE12ARM0111","Armoire distribution normal 1b1 gaine 1","U_SANS   PREVENTIF","Sans   préventif","MPS","AR","U222ELE","AR",null,"2049-12-30",0,1,0,null,null,"BIOMED_ULIS","ELE12ARM0111Armoire distribution normal 1b1 gaine 1U_SANS   PREVENTIFSans   préventifAR"]
["ELE12ARM0121","Armoire distribution normal 2b1 gaine 1","U_SANS   PREVENTIF","Sans   préventif","MPS","AR","U222ELE","AR",null,"2049-12-30",0,1,0,null,null,"BIOMED_ULIS","ELE12ARM0121Armoire distribution normal 2b1 gaine 1U_SANS   PREVENTIFSans   préventifAR"]
["ELE12ARM0122","Armoire distribution secouru 2b1 gaine 1","U_SANS   PREVENTIF","Sans   préventif","MPS","AR","U222ELE","AR",null,"2049-12-30",0,1,0,null,null,"BIOMED_ULIS","ELE12ARM0122Armoire distribution secouru 2b1 gaine 1U_SANS   PREVENTIFSans   préventifAR"]
["ELE12ARM0131","Armoire distribution normal 3b1 gaine 1","U_SANS   PREVENTIF","Sans   préventif","MPS","AR","U222ELE","AR",null,"2049-12-30",0,1,0,null,null,"BIOMED_ULIS","ELE12ARM0131Armoire distribution normal 3b1 gaine 1U_SANS   PREVENTIFSans   préventifAR"]
["ELE12ARM0138","Armoire distribution secouru 3b1 cf tour","U_SANS   PREVENTIF","Sans   préventif","MPS","AR","U222ELE","AR",null,"2049-12-30",0,1,0,null,null,"BIOMED_ULIS","ELE12ARM0138Armoire distribution secouru 3b1 cf tourU_SANS   PREVENTIFSans   préventifAR"]
["ELE12ARM02R1","Armoire distribution normal rcb2","U_SANS   PREVENTIF","Sans   préventif","MPS","AR","U222ELE","AR",null,"2049-12-30",0,1,0,null,null,"BIOMED_ULIS","ELE12ARM02R1Armoire distribution normal rcb2U_SANS   PREVENTIFSans   préventifAR"]
["ELE12ARM03S2","Armoire distribution normal ssb3","U_SANS   PREVENTIF","Sans   préventif","MPS","AR","U222ELE","AR",null,"2049-12-30",0,1,0,null,null,"BIOMED_ULIS","ELE12ARM03S2Armoire distribution normal ssb3U_SANS   PREVENTIFSans   préventifAR"]
["ELE12ARM03S3","Armoire distribution secouru 3b3","U_SANS   PREVENTIF","Sans   préventif","MPS","AR","U222ELE","AR",null,"2049-12-30",0,1,0,null,null,"BIOMED_ULIS","ELE12ARM03S3Armoire distribution secouru 3b3U_SANS   PREVENTIFSans   préventifAR"]
["ELE12N","Distribution bt normal tr1, tr2","U_SANS   PREVENTIF","Sans   préventif","MPS","AR","U222ELE","AR",null,"2049-12-30",0,1,0,null,null,"BIOMED_ULIS","ELE12NDistribution bt normal tr1, tr2U_SANS   PREVENTIFSans   préventifAR"]
["ELE12S","Distribution bt secouru tr1, tr2, ge1","U_SANS   PREVENTIF","Sans   préventif","MPS","AR","U222ELE","AR",null,"2049-12-30",0,1,0,null,null,"BIOMED_ULIS","ELE12SDistribution bt secouru tr1, tr2, ge1U_SANS   PREVENTIFSans   préventifAR"]
["ELE34N","Distribution bt normal tr3, tr4","U_SANS   PREVENTIF","Sans   préventif","MPS","AR","U222ELE","AR",null,"2049-12-30",0,1,0,null,null,"BIOMED_ULIS","ELE34NDistribution bt normal tr3, tr4U_SANS   PREVENTIFSans   préventifAR"]
["ELE34S","Distribution bt secourue tr3, tr4, ge2","U_SANS   PREVENTIF","Sans   préventif","MPS","AR","U222ELE","AR",null,"2049-12-30",0,1,0,null,null,"BIOMED_ULIS","ELE34SDistribution bt secourue tr3, tr4, ge2U_SANS   PREVENTIFSans   préventifAR"]
["ELE59N","Distribution bt normal tr5, tr9","U_SANS   PREVENTIF","Sans   préventif","MPS","AR","U222ELE","AR",null,"2049-12-30",0,1,0,null,null,"BIOMED_ULIS","ELE59NDistribution bt normal tr5, tr9U_SANS   PREVENTIFSans   préventifAR"]
["ELE59S","Distribution bt secours tr5, tr9, ge2","U_SANS   PREVENTIF","Sans   préventif","MPS","AR","U222ELE","AR",null,"2049-12-30",0,1,0,null,null,"BIOMED_ULIS","ELE59SDistribution bt secours tr5, tr9, ge2U_SANS   PREVENTIFSans   préventifAR"]
["EXELEALT01","Alternateur goupe électrogène n°1","U_SANS   PREVENTIF","Sans   préventif","MPS","AR","U222ELE","AR",null,"2049-12-30",0,1,0,null,null,"BIOMED_ULIS","EXELEALT01Alternateur goupe électrogène n°1U_SANS   PREVENTIFSans   préventifAR"]
["EXELEALT02","Alternateur goupe électrogène n°2","U_SANS   PREVENTIF","Sans   préventif","MPS","AR","U222ELE","AR",null,"2049-12-30",0,1,0,null,null,"BIOMED_ULIS","EXELEALT02Alternateur goupe électrogène n°2U_SANS   PREVENTIFSans   préventifAR"]
["EXELEALT03","Alternateur goupe électrogène n°3","U_SANS   PREVENTIF","Sans   préventif","MPS","AR","U222ELE","AR",null,"2049-12-30",0,1,0,null,null,"BIOMED_ULIS","EXELEALT03Alternateur goupe électrogène n°3U_SANS   PREVENTIFSans   préventifAR"]
["EXELEMOT01","Moteur groupe électrogène n°1","U_SANS   PREVENTIF","Sans   préventif","MPS","AR","U222ELE","AR",null,"2049-12-30",0,1,0,null,null,"BIOMED_ULIS","EXELEMOT01Moteur groupe électrogène n°1U_SANS   PREVENTIFSans   préventifAR"]
["EXELEMOT02","Moteur groupe électrogène n°2","U_SANS   PREVENTIF","Sans   préventif","MPS","AR","U222ELE","AR",null,"2049-12-30",0,1,0,null,null,"BIOMED_ULIS","EXELEMOT02Moteur groupe électrogène n°2U_SANS   PREVENTIFSans   préventifAR"]
["EXELEMOT03","Moteur goupe électrogène n°3","U_SANS   PREVENTIF","Sans   préventif","MPS","AR","U222ELE","AR",null,"2049-12-30",0,1,0,null,null,"BIOMED_ULIS","EXELEMOT03Moteur goupe électrogène n°3U_SANS   PREVENTIFSans   préventifAR"]
["EXELETR03","Transformateur ht/bt n°3 poste ouest","U_SANS   PREVENTIF","Sans   préventif","MPS","AR","U222ELE","AR",null,"2049-12-30",0,1,0,null,null,"BIOMED_ULIS","EXELETR03Transformateur ht/bt n°3 poste ouestU_SANS   PREVENTIFSans   préventifAR"]
["EXELETR04","Transformateur ht/bt n°4 poste ouest","U_SANS   PREVENTIF","Sans   préventif","MPS","AR","U222ELE","AR",null,"2049-12-30",0,1,0,null,null,"BIOMED_ULIS","EXELETR04Transformateur ht/bt n°4 poste ouestU_SANS   PREVENTIFSans   préventifAR"]
["ELETR05","Transformateur ht/bt n°5 poste est","U_SANS   PREVENTIF","Sans   préventif","MC","DEF","U222ELE","10U",null,"2049-12-31",0,1,0,null,null,"BIOMED_ULIS","ELETR05Transformateur ht/bt n°5 poste estU_SANS   PREVENTIFSans   préventif10U"]
["ELETR06","Transformateur ht/bt n°6 poste restau.","U_SANS   PREVENTIF","Sans   préventif","MC","DEF","U222ELE","10U",null,"2049-12-31",0,1,0,null,null,"BIOMED_ULIS","ELETR06Transformateur ht/bt n°6 poste restau.U_SANS   PREVENTIFSans   préventif10U"]
["ELETR08","Transformateur ht/bt n°8 poste magasin","U_SANS   PREVENTIF","Sans   préventif","MC","DEF","U222ELE","10U",null,"2049-12-31",0,1,0,null,null,"BIOMED_ULIS","ELETR08Transformateur ht/bt n°8 poste magasinU_SANS   PREVENTIFSans   préventif10U"]
["ELETR09","Transformateur ht/bt n°9 poste est","U_SANS   PREVENTIF","Sans   préventif","MC","DEF","U222ELE","10U",null,"2049-12-31",0,1,0,null,null,"BIOMED_ULIS","ELETR09Transformateur ht/bt n°9 poste estU_SANS   PREVENTIFSans   préventif10U"]
["ENVEQUIP","Equipements nettoyage de production","U_SANS   PREVENTIF","Sans   préventif","MPS","AR","U408PMML","AR",null,"2049-12-30",0,1,0,null,null,"BIOMED_ULIS","ENVEQUIPEquipements nettoyage de productionU_SANS   PREVENTIFSans   préventifAR"]
["EPL2","Enregistrement plasma ligne n°2","U_SANS   PREVENTIF","Sans   préventif","MPS","AR","U406","AR",null,"2049-12-30",0,1,0,null,null,"BIOMED_ULIS","EPL2Enregistrement plasma ligne n°2U_SANS   PREVENTIFSans   préventifAR"]
["EPL2CF07","Chambre froide enreg. plasma +5°C","U_SANS   PREVENTIF","Sans   préventif","MPS","AR","U406","AR",null,"2049-12-30",0,1,0,null,null,"BIOMED_ULIS","EPL2CF07Chambre froide enreg. plasma +5°CU_SANS   PREVENTIFSans   préventifAR"]
["EPL2EQUIP","Equipements spéc. enregist. plasma","U_SANS   PREVENTIF","Sans   préventif","MPS","AR","U406","AR",null,"2049-12-30",0,1,0,null,null,"BIOMED_ULIS","EPL2EQUIPEquipements spéc. enregist. plasmaU_SANS   PREVENTIFSans   préventifAR"]
["EPL2IMP01","Imprimante étiquettes CAB poste A","U_SANS   PREVENTIF","Sans   préventif","MPS","AR","U406","AR",null,"2049-12-30",0,1,0,null,null,"BIOMED_ULIS","EPL2IMP01Imprimante étiquettes CAB poste AU_SANS   PREVENTIFSans   préventifAR"]
["EPL2IMP02","Imprimante étiquettes CAB poste B","U_SANS   PREVENTIF","Sans   préventif","MPS","AR","U406","AR",null,"2049-12-30",0,1,0,null,null,"BIOMED_ULIS","EPL2IMP02Imprimante étiquettes CAB poste BU_SANS   PREVENTIFSans   préventifAR"]
["EPL2IMP03","Imprimante étiquettes CAB poste C","U_SANS   PREVENTIF","Sans   préventif","MPS","AR","U406","AR",null,"2049-12-30",0,1,0,null,null,"BIOMED_ULIS","EPL2IMP03Imprimante étiquettes CAB poste CU_SANS   PREVENTIFSans   préventifAR"]
["EPL2IMP04","Imprimante étiquettes CAB poste D","U_SANS   PREVENTIF","Sans   préventif","MPS","AR","U406","AR",null,"2049-12-30",0,1,0,null,null,"BIOMED_ULIS","EPL2IMP04Imprimante étiquettes CAB poste DU_SANS   PREVENTIFSans   préventifAR"]
["EPL2IMP05","Imprimante étiquettes CAB poste E","U_SANS   PREVENTIF","Sans   préventif","MPS","AR","U406","AR",null,"2049-12-30",0,1,0,null,null,"BIOMED_ULIS","EPL2IMP05Imprimante étiquettes CAB poste EU_SANS   PREVENTIFSans   préventifAR"]
["EPL2IMP06","Imprimante étiquettes CAB poste F","U_SANS   PREVENTIF","Sans   préventif","MPS","AR","U406","AR",null,"2049-12-30",0,1,0,null,null,"BIOMED_ULIS","EPL2IMP06Imprimante étiquettes CAB poste FU_SANS   PREVENTIFSans   préventifAR"]
["EPL2IMP07","Imprimante étiquettes CAB poste G","U_SANS   PREVENTIF","Sans   préventif","MPS","AR","U406","AR",null,"2049-12-30",0,1,0,null,null,"BIOMED_ULIS","EPL2IMP07Imprimante étiquettes CAB poste GU_SANS   PREVENTIFSans   préventifAR"]
["EPL2LCB01","Lecteur fixe de codes à barres","U_SANS   PREVENTIF","Sans   préventif","MPS","AR","U406","AR",null,"2049-12-30",0,1,0,null,null,"BIOMED_ULIS","EPL2LCB01Lecteur fixe de codes à barresU_SANS   PREVENTIFSans   préventifAR"]
["EPL2LCB20","Lecteur mobile codes à barres","U_SANS   PREVENTIF","Sans   préventif","MPS","AR","U406","AR",null,"2049-12-30",0,1,0,null,null,"BIOMED_ULIS","EPL2LCB20Lecteur mobile codes à barresU_SANS   PREVENTIFSans   préventifAR"]
["EPL2LCB03","Lecteur fixe de codes à barres","U_SANS   PREVENTIF","Sans   préventif","MPS","AR","U406","AR",null,"2049-12-30",0,1,0,null,null,"BIOMED_ULIS","EPL2LCB03Lecteur fixe de codes à barresU_SANS   PREVENTIFSans   préventifAR"]
["EPL2LCB04","Lecteur fixe de codes à barres","U_SANS   PREVENTIF","Sans   préventif","MPS","AR","U406","AR",null,"2049-12-30",0,1,0,null,null,"BIOMED_ULIS","EPL2LCB04Lecteur fixe de codes à barresU_SANS   PREVENTIFSans   préventifAR"]
["EPL2LCB05","Lecteur fixe de codes à barres","U_SANS   PREVENTIF","Sans   préventif","MPS","AR","U406","AR",null,"2049-12-30",0,1,0,null,null,"BIOMED_ULIS","EPL2LCB05Lecteur fixe de codes à barresU_SANS   PREVENTIFSans   préventifAR"]
["EPL2LCB06","Lecteur fixe de codes à barres","U_SANS   PREVENTIF","Sans   préventif","MPS","AR","U406","AR",null,"2049-12-30",0,1,0,null,null,"BIOMED_ULIS","EPL2LCB06Lecteur fixe de codes à barresU_SANS   PREVENTIFSans   préventifAR"]
["EPL2LCB07","Lecteur fixe de codes à barres","U_SANS   PREVENTIF","Sans   préventif","MPS","AR","U406","AR",null,"2049-12-30",0,1,0,null,null,"BIOMED_ULIS","EPL2LCB07Lecteur fixe de codes à barresU_SANS   PREVENTIFSans   préventifAR"]
["EPL2LCB08","Lecteur fixe de codes à barres poste H","U_SANS   PREVENTIF","Sans   préventif","MPS","AR","U406","AR",null,"2049-12-30",0,1,0,null,null,"BIOMED_ULIS","EPL2LCB08Lecteur fixe de codes à barres poste HU_SANS   PREVENTIFSans   préventifAR"]
["EPL2LCB09","Lecteur fixe de codes à barres","U_SANS   PREVENTIF","Sans   préventif","MPS","AR","U406","AR",null,"2049-12-30",0,1,0,null,null,"BIOMED_ULIS","EPL2LCB09Lecteur fixe de codes à barresU_SANS   PREVENTIFSans   préventifAR"]
["EPL2LCB10","Lecteur mobile de codes barres","U_SANS   PREVENTIF","Sans   préventif","MPS","AR","U406","AR",null,"2049-12-30",0,1,0,null,null,"BIOMED_ULIS","EPL2LCB10Lecteur mobile de codes barresU_SANS   PREVENTIFSans   préventifAR"]
["EPL2LCB11","Lecteur mobile de codes barres","U_SANS   PREVENTIF","Sans   préventif","MPS","AR","U406","AR",null,"2049-12-30",0,1,0,null,null,"BIOMED_ULIS","EPL2LCB11Lecteur mobile de codes barresU_SANS   PREVENTIFSans   préventifAR"]
["EPL2LCB12","Lecteur mobile de codes barres","U_SANS   PREVENTIF","Sans   préventif","MPS","AR","U406","AR",null,"2049-12-30",0,1,0,null,null,"BIOMED_ULIS","EPL2LCB12Lecteur mobile de codes barresU_SANS   PREVENTIFSans   préventifAR"]
["EPL2LCB13","Lecteur mobile de codes barres","U_SANS   PREVENTIF","Sans   préventif","MPS","AR","U406","AR",null,"2049-12-30",0,1,0,null,null,"BIOMED_ULIS","EPL2LCB13Lecteur mobile de codes barresU_SANS   PREVENTIFSans   préventifAR"]
["EPL2LCB14","Lecteur mobile de codes barres","U_SANS   PREVENTIF","Sans   préventif","MPS","AR","U406","AR",null,"2049-12-30",0,1,0,null,null,"BIOMED_ULIS","EPL2LCB14Lecteur mobile de codes barresU_SANS   PREVENTIFSans   préventifAR"]
["EPL2LCB15","Lecteur mobile de codes barres","U_SANS   PREVENTIF","Sans   préventif","MPS","AR","U406","AR",null,"2049-12-30",0,1,0,null,null,"BIOMED_ULIS",{"$f":"_xlfn.TEXTJOIN(\"\",TRUE,A1794:D1794,H1794,N1794)","v":"EPL2LCB15Lecteur mobile de codes barresU_SANS   PREVENTIFSans   préventifAR"}]
["EPL2LCB16","Lecteur mobile de codes barres","U_SANS   PREVENTIF","Sans   préventif","MPS","AR","U406","AR",null,"2049-12-30",0,1,0,null,null,"BIOMED_ULIS","EPL2LCB16Lecteur mobile de codes barresU_SANS   PREVENTIFSans   préventifAR"]
["EPL2LCB17","Lecteur mobile de codes barres","U_SANS   PREVENTIF","Sans   préventif","MPS","AR","U406","AR",null,"2049-12-30",0,1,0,null,null,"BIOMED_ULIS","EPL2LCB17Lecteur mobile de codes barresU_SANS   PREVENTIFSans   préventifAR"]
["EPL2LCB18","Lecteur mobile de codes barres","U_SANS   PREVENTIF","Sans   préventif","MPS","AR","U406","AR",null,"2049-12-30",0,1,0,null,null,"BIOMED_ULIS","EPL2LCB18Lecteur mobile de codes barresU_SANS   PREVENTIFSans   préventifAR"]
["EPL2POSTA","Enregistrement plasma poste A","U_SANS   PREVENTIF","Sans   préventif","MPS","AR","U406","AR",null,"2049-12-30",0,1,0,null,null,"BIOMED_ULIS","EPL2POSTAEnregistrement plasma poste AU_SANS   PREVENTIFSans   préventifAR"]
["EPL2POSTB","Enregistrement plasma poste B","U_SANS   PREVENTIF","Sans   préventif","MPS","AR","U406","AR",null,"2049-12-30",0,1,0,null,null,"BIOMED_ULIS","EPL2POSTBEnregistrement plasma poste BU_SANS   PREVENTIFSans   préventifAR"]
["EPL2POSTC","Enregistrement plasma poste C","U_SANS   PREVENTIF","Sans   préventif","MPS","AR","U406","AR",null,"2049-12-30",0,1,0,null,null,"BIOMED_ULIS","EPL2POSTCEnregistrement plasma poste CU_SANS   PREVENTIFSans   préventifAR"]
["EPL2POSTD","Enregistrement plasma poste D","U_SANS   PREVENTIF","Sans   préventif","MPS","AR","U406","AR",null,"2049-12-30",0,1,0,null,null,"BIOMED_ULIS","EPL2POSTDEnregistrement plasma poste DU_SANS   PREVENTIFSans   préventifAR"]
["EPL2POSTE","Enregistrement plasma poste E","U_SANS   PREVENTIF","Sans   préventif","MPS","AR","U406","AR",null,"2049-12-30",0,1,0,null,null,"BIOMED_ULIS","EPL2POSTEEnregistrement plasma poste EU_SANS   PREVENTIFSans   préventifAR"]
["EPL2POSTF","Enregistrement plasma poste F","U_SANS   PREVENTIF","Sans   préventif","MPS","AR","U406","AR",null,"2049-12-30",0,1,0,null,null,"BIOMED_ULIS","EPL2POSTFEnregistrement plasma poste FU_SANS   PREVENTIFSans   préventifAR"]
["EPL2POSTG","Enregistrement plasma poste G","U_SANS   PREVENTIF","Sans   préventif","MPS","AR","U406","AR",null,"2049-12-30",0,1,0,null,null,"BIOMED_ULIS","EPL2POSTGEnregistrement plasma poste GU_SANS   PREVENTIFSans   préventifAR"]
["EPL2POSTH","Enregistrement plasma poste H","U_SANS   PREVENTIF","Sans   préventif","MPS","AR","U406","AR",null,"2049-12-30",0,1,0,null,null,"BIOMED_ULIS","EPL2POSTHEnregistrement plasma poste HU_SANS   PREVENTIFSans   préventifAR"]
["EPL2POSTI","Enregistrement plasma poste I","U_SANS   PREVENTIF","Sans   préventif","MPS","AR","U406","AR",null,"2049-12-30",0,1,0,null,null,"BIOMED_ULIS","EPL2POSTIEnregistrement plasma poste IU_SANS   PREVENTIFSans   préventifAR"]
["FO02BD01","Réseau fuel chaudières eau surchauffée","U_SANS   PREVENTIF","Sans   préventif","MPS","AR","U222SHW","AR",null,"2049-12-30",0,1,0,null,null,"BIOMED_ULIS","FO02BD01Réseau fuel chaudières eau surchaufféeU_SANS   PREVENTIFSans   préventifAR"]
["FO02CP01","Pompe n°1 fuel chaudières eau surchauf.","U_SANS   PREVENTIF","Sans   préventif","MPS","AR","U222SHW","AR",null,"2049-12-30",0,1,0,null,null,"BIOMED_ULIS","FO02CP01Pompe n°1 fuel chaudières eau surchauf.U_SANS   PREVENTIFSans   préventifAR"]
["FO02CP02","Pompe n°2 fuel chaudières eau surchauf.","U_SANS   PREVENTIF","Sans   préventif","MPS","AR","U222SHW","AR",null,"2049-12-30",0,1,0,null,null,"BIOMED_ULIS","FO02CP02Pompe n°2 fuel chaudières eau surchauf.U_SANS   PREVENTIFSans   préventifAR"]
["FO02T01","Cuve fuel GE N°3 - 30 000 litres","U_SANS   PREVENTIF","Sans   préventif","MPS","AR","U222SHW","AR",null,"2049-12-30",0,1,0,null,null,"BIOMED_ULIS","FO02T01Cuve fuel GE N°3 - 30 000 litresU_SANS   PREVENTIFSans   préventifAR"]
["EXFO03","Réseau fuel groupes électrogénes 1 et 2","U_SANS   PREVENTIF","Sans   préventif","MPS","AR","U222GE","AR",null,"2049-12-30",0,1,0,null,null,"BIOMED_ULIS","EXFO03Réseau fuel groupes électrogénes 1 et 2U_SANS   PREVENTIFSans   préventifAR"]
["GN","Stockage et distribution azote gazeux B8","U_SANS   PREVENTIF","Sans   préventif","MPS","AR","U236DIV","AR",null,"2049-12-30",0,1,0,null,null,"BIOMED_ULIS","GNStockage et distribution azote gazeux B8U_SANS   PREVENTIFSans   préventifAR"]
["GTB","Gestion technique batiments","U_SANS   PREVENTIF","Sans   préventif","MPS","AR","U130","AR",null,"2049-12-30",0,1,0,null,null,"BIOMED_ULIS","GTBGestion technique batimentsU_SANS   PREVENTIFSans   préventifAR"]
["EXGTBAML01001","Accès portillon b3","U_SANS   PREVENTIF","Sans   préventif","MPS","AR","U130","AR",null,"2049-12-30",0,1,0,null,null,"BIOMED_ULIS","EXGTBAML01001Accès portillon b3U_SANS   PREVENTIFSans   préventifAR"]
["EXGTBAMP01002","Accès porte ssb2 / portillon b6","U_SANS   PREVENTIF","Sans   préventif","MPS","AR","U130","AR",null,"2049-12-30",0,1,0,null,null,"BIOMED_ULIS","EXGTBAMP01002Accès porte ssb2 / portillon b6U_SANS   PREVENTIFSans   préventifAR"]
["EXGTBAMP01003","Accès portes hall entrée principale","U_SANS   PREVENTIF","Sans   préventif","MPS","AR","U130","AR",null,"2049-12-30",0,1,0,null,null,"BIOMED_ULIS","EXGTBAMP01003Accès portes hall entrée principaleU_SANS   PREVENTIFSans   préventifAR"]
["GTBAMP01004","Accès portes archives médicales rdcb2","U_SANS   PREVENTIF","Sans   préventif","MPS","AR","U130","AR",null,"2049-12-30",0,1,0,null,null,"BIOMED_ULIS","GTBAMP01004Accès portes archives médicales rdcb2U_SANS   PREVENTIFSans   préventifAR"]
["EXGTBAMP02001","Accès barrières parking véhicules","U_SANS   PREVENTIF","Sans   préventif","MPS","AR","U130","AR",null,"2049-12-30",0,1,0,null,null,"BIOMED_ULIS","EXGTBAMP02001Accès barrières parking véhiculesU_SANS   PREVENTIFSans   préventifAR"]
["EXGTBAMP03001","Accès portes rdcb2 person./ pc sécurité","U_SANS   PREVENTIF","Sans   préventif","MPS","AR","U130","AR",null,"2049-12-30",0,1,0,null,null,"BIOMED_ULIS","EXGTBAMP03001Accès portes rdcb2 person./ pc sécuritéU_SANS   PREVENTIFSans   préventifAR"]
["EXGTBAMP03002","Accès portes rdcb2 personnel  / axe rue","U_SANS   PREVENTIF","Sans   préventif","MPS","AR","U130","AR",null,"2049-12-30",0,1,0,null,null,"BIOMED_ULIS","EXGTBAMP03002Accès portes rdcb2 personnel  / axe rueU_SANS   PREVENTIFSans   préventifAR"]
["EXGTBAMP03003","Accès boite à clefs rampe ssb1","U_SANS   PREVENTIF","Sans   préventif","MPS","AR","U130","AR",null,"2049-12-30",0,1,0,null,null,"BIOMED_ULIS","EXGTBAMP03003Accès boite à clefs rampe ssb1U_SANS   PREVENTIFSans   préventifAR"]
["EXGTBAMP04001","Accès portillon b9","U_SANS   PREVENTIF","Sans   préventif","MPS","AR","U130","AR",null,"2049-12-30",0,1,0,null,null,"BIOMED_ULIS","EXGTBAMP04001Accès portillon b9U_SANS   PREVENTIFSans   préventifAR"]
["GTBAMP04002","Accès portillon b11/escalier axe rue b12","U_SANS   PREVENTIF","Sans   préventif","MPS","AR","U130","AR",null,"2049-12-30",0,1,0,null,null,"BIOMED_ULIS","GTBAMP04002Accès portillon b11/escalier axe rue b12U_SANS   PREVENTIFSans   préventifAR"]
["GTBAMP04003","Accès escalier axe rue b9","U_SANS   PREVENTIF","Sans   préventif","MPS","AR","U130","AR",null,"2049-12-30",0,1,0,null,null,"BIOMED_ULIS","GTBAMP04003Accès escalier axe rue b9U_SANS   PREVENTIFSans   préventifAR"]
["EXGTBAMP04004","Accès portillon et bâtiment 18","U_SANS   PREVENTIF","Sans   préventif","MPS","AR","U130","AR",null,"2049-12-30",0,1,0,null,null,"BIOMED_ULIS","EXGTBAMP04004Accès portillon et bâtiment 18U_SANS   PREVENTIFSans   préventifAR"]
["EXGTBAMP05001","Accès portes vestiaires b8 hom. / fem.","U_SANS   PREVENTIF","Sans   préventif","MPS","AR","U130","AR",null,"2049-12-30",0,1,0,null,null,"BIOMED_ULIS","EXGTBAMP05001Accès portes vestiaires b8 hom. / fem.U_SANS   PREVENTIFSans   préventifAR"]
["EXGTBAMP05002","Accès portes sas matériel b8","U_SANS   PREVENTIF","Sans   préventif","MPS","AR","U130","AR",null,"2049-12-30",0,1,0,null,null,"BIOMED_ULIS","EXGTBAMP05002Accès portes sas matériel b8U_SANS   PREVENTIFSans   préventifAR"]
["EXGTBAMP05003","Accès portes lingerie b8 / bureau gtb","U_SANS   PREVENTIF","Sans   préventif","MPS","AR","U130","AR",null,"2049-12-30",0,1,0,null,null,"BIOMED_ULIS","EXGTBAMP05003Accès portes lingerie b8 / bureau gtbU_SANS   PREVENTIFSans   préventifAR"]
["EXGTBAMP05004","Accès portes ssb1 chaufferie / couloir","U_SANS   PREVENTIF","Sans   préventif","MPS","AR","U130","AR",null,"2049-12-30",0,1,0,null,null,"BIOMED_ULIS","EXGTBAMP05004Accès portes ssb1 chaufferie / couloirU_SANS   PREVENTIFSans   préventifAR"]
["EXGTBAMP05005","Accès portes ssb8 sas fc","U_SANS   PREVENTIF","Sans   préventif","MPS","AR","U130","AR",null,"2049-12-30",0,1,0,null,null,"BIOMED_ULIS","EXGTBAMP05005Accès portes ssb8 sas fcU_SANS   PREVENTIFSans   préventifAR"]
["GTBIP01","Réseau IP n°1 contrôle d'accès","U_SANS   PREVENTIF","Sans   préventif","MPS","AR","U130","AR",null,"2049-12-30",0,1,0,null,null,"BIOMED_ULIS","GTBIP01Réseau IP n°1 contrôle d'accèsU_SANS   PREVENTIFSans   préventifAR"]
["GTBIP02","Réseau IP n°2 contrôle d'accès","U_SANS   PREVENTIF","Sans   préventif","MPS","AR","U130","AR",null,"2049-12-30",0,1,0,null,null,"BIOMED_ULIS","GTBIP02Réseau IP n°2 contrôle d'accèsU_SANS   PREVENTIFSans   préventifAR"]
["EXGTBIP03","Réseau IP n°3 contrôle d'accès","U_SANS   PREVENTIF","Sans   préventif","MPS","AR","U130","AR",null,"2049-12-30",0,1,0,null,null,"BIOMED_ULIS","EXGTBIP03Réseau IP n°3 contrôle d'accèsU_SANS   PREVENTIFSans   préventifAR"]
["GTBIP04","Réseau IP n°4 contrôle d'accès","U_SANS   PREVENTIF","Sans   préventif","MPS","AR","U130","AR",null,"2049-12-30",0,1,0,null,null,"BIOMED_ULIS","GTBIP04Réseau IP n°4 contrôle d'accèsU_SANS   PREVENTIFSans   préventifAR"]
["GTBIP05","Réseau IP n°5 contrôle d'accès","U_SANS   PREVENTIF","Sans   préventif","MPS","AR","U130","AR",null,"2049-12-30",0,1,0,null,null,"BIOMED_ULIS","GTBIP05Réseau IP n°5 contrôle d'accèsU_SANS   PREVENTIFSans   préventifAR"]
["GTBPC01","PC principal contrôle d'accès + CDI","U_SANS   PREVENTIF","Sans   préventif","MPS","AR","U130","AR",null,"2049-12-30",0,1,0,null,null,"BIOMED_ULIS","GTBPC01PC principal contrôle d'accès + CDIU_SANS   PREVENTIFSans   préventifAR"]
["GTBPC02","PC secondaire contrôle d'accès","U_SANS   PREVENTIF","Sans   préventif","MPS","AR","U130","AR",null,"2049-12-30",0,1,0,null,null,"BIOMED_ULIS","GTBPC02PC secondaire contrôle d'accèsU_SANS   PREVENTIFSans   préventifAR"]
["EXGTCBIP","Réseau récepteurs bip","U_SANS   PREVENTIF","Sans   préventif","MPS","AR","U235GTC","AR",null,"2049-12-30",0,1,0,null,null,"BIOMED_ULIS","EXGTCBIPRéseau récepteurs bipU_SANS   PREVENTIFSans   préventifAR"]
["EXGTCPC02","Superviseur alarmes techniques energies","U_SANS   PREVENTIF","Sans   préventif","MPS","AR","U235GTC","AR",null,"2049-12-30",0,1,0,null,null,"BIOMED_ULIS","EXGTCPC02Superviseur alarmes techniques energiesU_SANS   PREVENTIFSans   préventifAR"]
["GW0ETV07","Vanne de régulation 3 voies WFIHEX10","U_SANS   PREVENTIF","Sans   préventif","MPS","AR","U222GW","AR",null,"2049-12-30",0,1,0,null,null,"BIOMED_ULIS","GW0ETV07Vanne de régulation 3 voies WFIHEX10U_SANS   PREVENTIFSans   préventifAR"]
["GW0ETV11","Vanne de régulation 3 voies WFIHEX02 UF","U_SANS   PREVENTIF","Sans   préventif","MPS","AR","U222GW","AR",null,"2049-12-30",0,1,0,null,null,"BIOMED_ULIS","GW0ETV11Vanne de régulation 3 voies WFIHEX02 UFU_SANS   PREVENTIFSans   préventifAR"]
["GW0HBV23","Robinet barrage sortie GAMR20 s/b n°4","U_SANS   PREVENTIF","Sans   préventif","MPS","AR","U222GW","AR",null,"2049-12-30",0,1,0,null,null,"BIOMED_ULIS","GW0HBV23Robinet barrage sortie GAMR20 s/b n°4U_SANS   PREVENTIFSans   préventifAR"]
["GW0HBV24","Robinet barrage entrée GAMR20 s/b n°4","U_SANS   PREVENTIF","Sans   préventif","MPS","AR","U222GW","AR",null,"2049-12-30",0,1,0,null,null,"BIOMED_ULIS","GW0HBV24Robinet barrage entrée GAMR20 s/b n°4U_SANS   PREVENTIFSans   préventifAR"]
["GW0HBV26","Robinet barrage entrée GAMCT22 s/b n°5","U_SANS   PREVENTIF","Sans   préventif","MPS","AR","U222GW","AR",null,"2049-12-30",0,1,0,null,null,"BIOMED_ULIS","GW0HBV26Robinet barrage entrée GAMCT22 s/b n°5U_SANS   PREVENTIFSans   préventifAR"]
["GW0HBV28","Robinet barrage entrée GAMCT21 s/b n°6","U_SANS   PREVENTIF","Sans   préventif","MPS","AR","U222GW","AR",null,"2049-12-30",0,1,0,null,null,"BIOMED_ULIS","GW0HBV28Robinet barrage entrée GAMCT21 s/b n°6U_SANS   PREVENTIFSans   préventifAR"]
["GW0HBV57","Robinet barrage sortie sous boucle  n°15","U_SANS   PREVENTIF","Sans   préventif","MPS","AR","U222GW","AR",null,"2049-12-30",0,1,0,null,null,"BIOMED_ULIS","GW0HBV57Robinet barrage sortie sous boucle  n°15U_SANS   PREVENTIFSans   préventifAR"]
["GW0HBV58","Robinet barrage entrée sous boucle  n°15","U_SANS   PREVENTIF","Sans   préventif","MPS","AR","U222GW","AR",null,"2049-12-30",0,1,0,null,null,"BIOMED_ULIS","GW0HBV58Robinet barrage entrée sous boucle  n°15U_SANS   PREVENTIFSans   préventifAR"]
["GW0HGV11","Vanne de réglage sous boucle n°15","U_SANS   PREVENTIF","Sans   préventif","MPS","AR","U222GW","AR",null,"2049-12-30",0,1,0,null,null,"BIOMED_ULIS","GW0HGV11Vanne de réglage sous boucle n°15U_SANS   PREVENTIFSans   préventifAR"]
["GW0SBD04","S/boucle n°4 cuve GAMR20","U_SANS   PREVENTIF","Sans   préventif","MPS","AR","U222GW","AR",null,"2049-12-30",0,1,0,null,null,"BIOMED_ULIS","GW0SBD04S/boucle n°4 cuve GAMR20U_SANS   PREVENTIFSans   préventifAR"]
["GW0SBD05","S/boucle n°5 cuve GAMCT22","U_SANS   PREVENTIF","Sans   préventif","MPS","AR","U222GW","AR",null,"2049-12-30",0,1,0,null,null,"BIOMED_ULIS","GW0SBD05S/boucle n°5 cuve GAMCT22U_SANS   PREVENTIFSans   préventifAR"]
["GW0SBD06","S/boucle n°6 cuve GAMCT21","U_SANS   PREVENTIF","Sans   préventif","MPS","AR","U222GW","AR",null,"2049-12-30",0,1,0,null,null,"BIOMED_ULIS","GW0SBD06S/boucle n°6 cuve GAMCT21U_SANS   PREVENTIFSans   préventifAR"]
["GW0SBD08","S/boucle n°8 WFIHEX56 atelier gamma","U_SANS   PREVENTIF","Sans   préventif","MPS","AR","U222GW","AR",null,"2049-12-30",0,1,0,null,null,"BIOMED_ULIS","GW0SBD08S/boucle n°8 WFIHEX56 atelier gammaU_SANS   PREVENTIFSans   préventifAR"]
["GW0SBD09","S/boucle n°09 WFIHEX10 atelier cryopréci","U_SANS   PREVENTIF","Sans   préventif","MPS","AR","U222GW","AR",null,"2049-12-30",0,1,0,null,null,"BIOMED_ULIS","GW0SBD09S/boucle n°09 WFIHEX10 atelier cryopréciU_SANS   PREVENTIFSans   préventifAR"]
["GW0SBD10","S/boucle n°10 WFIHEX03 centrale pesée","U_SANS   PREVENTIF","Sans   préventif","MPS","AR","U222GW","AR",null,"2049-12-30",0,1,0,null,null,"BIOMED_ULIS","GW0SBD10S/boucle n°10 WFIHEX03 centrale peséeU_SANS   PREVENTIFSans   préventifAR"]
["GW0SBD12","S/boucle n°12 WFIHEX52 réac. gamma","U_SANS   PREVENTIF","Sans   préventif","MPS","AR","U222GW","AR",null,"2049-12-30",0,1,0,null,null,"BIOMED_ULIS","GW0SBD12S/boucle n°12 WFIHEX52 réac. gammaU_SANS   PREVENTIFSans   préventifAR"]
["GW0SBD13","S/boucle n°13 WFIHEX02 uf albumine","U_SANS   PREVENTIF","Sans   préventif","MPS","AR","U222GW","AR",null,"2049-12-30",0,1,0,null,null,"BIOMED_ULIS","GW0SBD13S/boucle n°13 WFIHEX02 uf albumineU_SANS   PREVENTIFSans   préventifAR"]
["GW0SBD14","S/boucle n°14 SHW4HEX01 préchauf albu.","U_SANS   PREVENTIF","Sans   préventif","MPS","AR","U440","AR",null,"2049-12-30",0,1,0,null,null,"BIOMED_ULIS","GW0SBD14S/boucle n°14 SHW4HEX01 préchauf albu.U_SANS   PREVENTIFSans   préventifAR"]
["GW0SBD15","S/boucle n°15  ALBR07-08-18-19-20 cuves uf albumine","U_SANS   PREVENTIF","Sans   préventif","MPS","AR","U222GW","AR",null,"2049-12-30",0,1,0,null,null,"BIOMED_ULIS",{"$f":"_xlfn.TEXTJOIN(\"\",TRUE,A1858:D1858,H1858,N1858)","v":"GW0SBD15S/boucle n°15  ALBR07-08-18-19-20 cuves uf albumineU_SANS   PREVENTIFSans   préventifAR"}]
["GW0SBD17","S/boucle n°17 WFIHEX07 réac. albumine","U_SANS   PREVENTIF","Sans   préventif","MPS","AR","U222GW","AR",null,"2049-12-30",0,1,0,null,null,"BIOMED_ULIS","GW0SBD17S/boucle n°17 WFIHEX07 réac. albumineU_SANS   PREVENTIFSans   préventifAR"]
["GW1","Boucle n°1 distri. eau glycolée -19° C","U_SANS   PREVENTIF","Sans   préventif","MPS","AR","U222GW","AR",null,"2049-12-30",0,1,0,null,null,"BIOMED_ULIS","GW1Boucle n°1 distri. eau glycolée -19° CU_SANS   PREVENTIFSans   préventifAR"]
["GW1/2ARM01","Armoire électrique eau glycolée GW1/2","U_SANS   PREVENTIF","Sans   préventif","MPS","AR","U222GW","AR",null,"2049-12-30",0,1,0,null,null,"BIOMED_ULIS","GW1/2ARM01Armoire électrique eau glycolée GW1/2U_SANS   PREVENTIFSans   préventifAR"]
["GW1/2T01","Cuve stockage eau glycolée gw1/2","U_SANS   PREVENTIF","Sans   préventif","MPS","AR","U222GW","AR",null,"2049-12-30",0,1,0,null,null,"BIOMED_ULIS","GW1/2T01Cuve stockage eau glycolée gw1/2U_SANS   PREVENTIFSans   préventifAR"]
["GW1/2T02","Cuve appoint eau glycolée gw1/2","U_SANS   PREVENTIF","Sans   préventif","MPS","AR","U222GW","AR",null,"2049-12-30",0,1,0,null,null,"BIOMED_ULIS","GW1/2T02Cuve appoint eau glycolée gw1/2U_SANS   PREVENTIFSans   préventifAR"]
["GW1/2T03","Cuve récup. eau glyc. soupapes des gw7","U_SANS   PREVENTIF","Sans   préventif","MPS","AR","U222GW","AR",null,"2049-12-30",0,1,0,null,null,"BIOMED_ULIS","GW1/2T03Cuve récup. eau glyc. soupapes des gw7U_SANS   PREVENTIFSans   préventifAR"]
["EXGW10ARM01","Armoire électrique eau glycolée GW10","U_SANS   PREVENTIF","Sans   préventif","MPS","AR","U222GW","AR","40 088,00","3000-01-01",0,1,0,null,null,"BIOMED_ULIS","EXGW10ARM01Armoire électrique eau glycolée GW10U_SANS   PREVENTIFSans   préventifAR"]
["GW1ETV05","Vanne régulation 3 voies cuve ALBR07","U_SANS   PREVENTIF","Sans   préventif","MPS","AR","U222GW","AR",null,"2049-12-30",0,1,0,null,null,"BIOMED_ULIS","GW1ETV05Vanne régulation 3 voies cuve ALBR07U_SANS   PREVENTIFSans   préventifAR"]
["GW1HBV21","Vanne barrage aller s/b échan. DEHEX01","U_SANS   PREVENTIF","Sans   préventif","MPS","AR","U222GW","AR",null,"2049-12-30",0,1,0,null,null,"BIOMED_ULIS","GW1HBV21Vanne barrage aller s/b échan. DEHEX01U_SANS   PREVENTIFSans   préventifAR"]
["GW1HBV22","Vanne barrage retour s/b échan. DEHEX01","U_SANS   PREVENTIF","Sans   préventif","MPS","AR","U222GW","AR",null,"2049-12-30",0,1,0,null,null,"BIOMED_ULIS","GW1HBV22Vanne barrage retour s/b échan. DEHEX01U_SANS   PREVENTIFSans   préventifAR"]
["GW1HBV27","Vanne de barrage retour s/b cuve ALBR07","U_SANS   PREVENTIF","Sans   préventif","MPS","AR","U222GW","AR",null,"2049-12-30",0,1,0,null,null,"BIOMED_ULIS","GW1HBV27Vanne de barrage retour s/b cuve ALBR07U_SANS   PREVENTIFSans   préventifAR"]
["GW1HBV28","Vanne de barrage aller s/b cuve ALBR07","U_SANS   PREVENTIF","Sans   préventif","MPS","AR","U222GW","AR",null,"2049-12-30",0,1,0,null,null,"BIOMED_ULIS","GW1HBV28Vanne de barrage aller s/b cuve ALBR07U_SANS   PREVENTIFSans   préventifAR"]
["GW1HBV29","Vanne barrage aller s/b échan. DEHEX02","U_SANS   PREVENTIF","Sans   préventif","MPS","AR","U222GW","AR",null,"2049-12-30",0,1,0,null,null,"BIOMED_ULIS","GW1HBV29Vanne barrage aller s/b échan. DEHEX02U_SANS   PREVENTIFSans   préventifAR"]
["GW1HBV30","Vanne barrage retour s/b échan. DEHEX02","U_SANS   PREVENTIF","Sans   préventif","MPS","AR","U222GW","AR",null,"2049-12-30",0,1,0,null,null,"BIOMED_ULIS","GW1HBV30Vanne barrage retour s/b échan. DEHEX02U_SANS   PREVENTIFSans   préventifAR"]
["GW1HBV33","Vanne de barrage sortie cuve ALBR07","U_SANS   PREVENTIF","Sans   préventif","MPS","AR","U222GW","AR",null,"2049-12-30",0,1,0,null,null,"BIOMED_ULIS","GW1HBV33Vanne de barrage sortie cuve ALBR07U_SANS   PREVENTIFSans   préventifAR"]
["GW1HBV34","Vanne de barrage entrée cuve ALBR07","U_SANS   PREVENTIF","Sans   préventif","MPS","AR","U222GW","AR",null,"2049-12-30",0,1,0,null,null,"BIOMED_ULIS","GW1HBV34Vanne de barrage entrée cuve ALBR07U_SANS   PREVENTIFSans   préventifAR"]
["GW1HBV61","Vanne barrage retour s/b échan GW71HEX01","U_SANS   PREVENTIF","Sans   préventif","MPS","AR","U222GW","AR",null,"2049-12-30",0,1,0,null,null,"BIOMED_ULIS","GW1HBV61Vanne barrage retour s/b échan GW71HEX01U_SANS   PREVENTIFSans   préventifAR"]
["GW1HBV62","Vanne barrage aller s/b échan. GW71HEX01","U_SANS   PREVENTIF","Sans   préventif","MPS","AR","U222GW","AR",null,"2049-12-30",0,1,0,null,null,"BIOMED_ULIS","GW1HBV62Vanne barrage aller s/b échan. GW71HEX01U_SANS   PREVENTIFSans   préventifAR"]
["GW1HBV63","Vanne barrage retour s/b échan GW72HEX02","U_SANS   PREVENTIF","Sans   préventif","MPS","AR","U222GW","AR",null,"2049-12-30",0,1,0,null,null,"BIOMED_ULIS","GW1HBV63Vanne barrage retour s/b échan GW72HEX02U_SANS   PREVENTIFSans   préventifAR"]
["GW1HBV64","Vanne barrage aller s/b échan. GW72HEX02","U_SANS   PREVENTIF","Sans   préventif","MPS","AR","U222GW","AR",null,"2049-12-30",0,1,0,null,null,"BIOMED_ULIS","GW1HBV64Vanne barrage aller s/b échan. GW72HEX02U_SANS   PREVENTIFSans   préventifAR"]
["GW1HBV65","Vanne barrage retour s/b échan GW73HEX03","U_SANS   PREVENTIF","Sans   préventif","MPS","AR","U222GW","AR",null,"2049-12-30",0,1,0,null,null,"BIOMED_ULIS","GW1HBV65Vanne barrage retour s/b échan GW73HEX03U_SANS   PREVENTIFSans   préventifAR"]
["GW1HBV66","Vanne barrage aller s/b échan. GW73HEX03","U_SANS   PREVENTIF","Sans   préventif","MPS","AR","U222GW","AR",null,"2049-12-30",0,1,0,null,null,"BIOMED_ULIS","GW1HBV66Vanne barrage aller s/b échan. GW73HEX03U_SANS   PREVENTIFSans   préventifAR"]
["GW1HBV67","Vanne barrage retour s/b échan GW74HEX04","U_SANS   PREVENTIF","Sans   préventif","MPS","AR","U222GW","AR",null,"2049-12-30",0,1,0,null,null,"BIOMED_ULIS","GW1HBV67Vanne barrage retour s/b échan GW74HEX04U_SANS   PREVENTIFSans   préventifAR"]
["GW1HBV68","Vanne barrage aller s/b échan. GW74HEX04","U_SANS   PREVENTIF","Sans   préventif","MPS","AR","U222GW","AR",null,"2049-12-30",0,1,0,null,null,"BIOMED_ULIS","GW1HBV68Vanne barrage aller s/b échan. GW74HEX04U_SANS   PREVENTIFSans   préventifAR"]
["GW1HBV69","Vanne barrage retour s/b échan GW75HEX05","U_SANS   PREVENTIF","Sans   préventif","MPS","AR","U222GW","AR",null,"2049-12-30",0,1,0,null,null,"BIOMED_ULIS","GW1HBV69Vanne barrage retour s/b échan GW75HEX05U_SANS   PREVENTIFSans   préventifAR"]
["GW1HBV70","Vanne barrage aller s/b échan. GW75HEX05","U_SANS   PREVENTIF","Sans   préventif","MPS","AR","U222GW","AR",null,"2049-12-30",0,1,0,null,null,"BIOMED_ULIS","GW1HBV70Vanne barrage aller s/b échan. GW75HEX05U_SANS   PREVENTIFSans   préventifAR"]
["GW1HBV71","Vanne barrage retour s/b échan GW76HEX06","U_SANS   PREVENTIF","Sans   préventif","MPS","AR","U222GW","AR",null,"2049-12-30",0,1,0,null,null,"BIOMED_ULIS","GW1HBV71Vanne barrage retour s/b échan GW76HEX06U_SANS   PREVENTIFSans   préventifAR"]
["GW1HBV72","Vanne barrage aller s/b échan. GW76HEX06","U_SANS   PREVENTIF","Sans   préventif","MPS","AR","U222GW","AR",null,"2049-12-30",0,1,0,null,null,"BIOMED_ULIS","GW1HBV72Vanne barrage aller s/b échan. GW76HEX06U_SANS   PREVENTIFSans   préventifAR"]
["GW1HBV73","Vanne barrage retour s/b échan GW77HEX07","U_SANS   PREVENTIF","Sans   préventif","MPS","AR","U222GW","AR",null,"2049-12-30",0,1,0,null,null,"BIOMED_ULIS","GW1HBV73Vanne barrage retour s/b échan GW77HEX07U_SANS   PREVENTIFSans   préventifAR"]
["GW1HBV74","Vanne barrage aller s/b échan. GW77HEX07","U_SANS   PREVENTIF","Sans   préventif","MPS","AR","U222GW","AR",null,"2049-12-30",0,1,0,null,null,"BIOMED_ULIS","GW1HBV74Vanne barrage aller s/b échan. GW77HEX07U_SANS   PREVENTIFSans   préventifAR"]
["GW1HGV03","Robinet de réglage échan. DEHEX02","U_SANS   PREVENTIF","Sans   préventif","MPS","AR","U222GW","AR",null,"2049-12-30",0,1,0,null,null,"BIOMED_ULIS","GW1HGV03Robinet de réglage échan. DEHEX02U_SANS   PREVENTIFSans   préventifAR"]
["GW1HGV04","Robinet de réglage échan. DEHEX01","U_SANS   PREVENTIF","Sans   préventif","MPS","AR","U222GW","AR",null,"2049-12-30",0,1,0,null,null,"BIOMED_ULIS","GW1HGV04Robinet de réglage échan. DEHEX01U_SANS   PREVENTIFSans   préventifAR"]
["GW1HGV06","Robinet de réglage cuve ALBR07","U_SANS   PREVENTIF","Sans   préventif","MPS","AR","U222GW","AR",null,"2049-12-30",0,1,0,null,null,"BIOMED_ULIS","GW1HGV06Robinet de réglage cuve ALBR07U_SANS   PREVENTIFSans   préventifAR"]
["GW1HGV14","Robinet de réglage échan. GW71HEX01","U_SANS   PREVENTIF","Sans   préventif","MPS","AR","U222GW","AR",null,"2049-12-30",0,1,0,null,null,"BIOMED_ULIS","GW1HGV14Robinet de réglage échan. GW71HEX01U_SANS   PREVENTIFSans   préventifAR"]
["GW1HGV15","Robinet de réglage échan. GW72HEX02","U_SANS   PREVENTIF","Sans   préventif","MPS","AR","U222GW","AR",null,"2049-12-30",0,1,0,null,null,"BIOMED_ULIS","GW1HGV15Robinet de réglage échan. GW72HEX02U_SANS   PREVENTIFSans   préventifAR"]
["GW1HGV16","Robinet de réglage échan. GW73HEX03","U_SANS   PREVENTIF","Sans   préventif","MPS","AR","U222GW","AR",null,"2049-12-30",0,1,0,null,null,"BIOMED_ULIS","GW1HGV16Robinet de réglage échan. GW73HEX03U_SANS   PREVENTIFSans   préventifAR"]
["GW1HGV17","Robinet de réglage échan. GW74HEX04","U_SANS   PREVENTIF","Sans   préventif","MPS","AR","U222GW","AR",null,"2049-12-30",0,1,0,null,null,"BIOMED_ULIS","GW1HGV17Robinet de réglage échan. GW74HEX04U_SANS   PREVENTIFSans   préventifAR"]
["GW1HGV18","Robinet de réglage échan. GW75HEX05","U_SANS   PREVENTIF","Sans   préventif","MPS","AR","U222GW","AR",null,"2049-12-30",0,1,0,null,null,"BIOMED_ULIS","GW1HGV18Robinet de réglage échan. GW75HEX05U_SANS   PREVENTIFSans   préventifAR"]
["GW1HGV19","Robinet de réglage échan. GW76HEX06","U_SANS   PREVENTIF","Sans   préventif","MPS","AR","U222GW","AR",null,"2049-12-30",0,1,0,null,null,"BIOMED_ULIS","GW1HGV19Robinet de réglage échan. GW76HEX06U_SANS   PREVENTIFSans   préventifAR"]
["GW1HGV20","Robinet de réglage échan. GW77HEX07","U_SANS   PREVENTIF","Sans   préventif","MPS","AR","U222GW","AR",null,"2049-12-30",0,1,0,null,null,"BIOMED_ULIS","GW1HGV20Robinet de réglage échan. GW77HEX07U_SANS   PREVENTIFSans   préventifAR"]
["GW1HGV22","Robinet de réglage retour GW1 (Bypass)","U_SANS   PREVENTIF","Sans   préventif","MPS","AR","U222GW","AR",null,"2049-12-30",0,1,0,null,null,"BIOMED_ULIS","GW1HGV22Robinet de réglage retour GW1 (Bypass)U_SANS   PREVENTIFSans   préventifAR"]
["GW1SBD01","S/boucle n°1 refroidis. échan. DEHEX02","U_SANS   PREVENTIF","Sans   préventif","MPS","AR","U222GW","AR",null,"2049-12-30",0,1,0,null,null,"BIOMED_ULIS","GW1SBD01S/boucle n°1 refroidis. échan. DEHEX02U_SANS   PREVENTIFSans   préventifAR"]
["GW1SBD02","S/boucle n°2 refroidis. échan. DEHEX01","U_SANS   PREVENTIF","Sans   préventif","MPS","AR","U222GW","AR",null,"2049-12-30",0,1,0,null,null,"BIOMED_ULIS","GW1SBD02S/boucle n°2 refroidis. échan. DEHEX01U_SANS   PREVENTIFSans   préventifAR"]
["GW1SBD03","S/boucle n°3 refroid. cuve ALBR07-08","U_SANS   PREVENTIF","Sans   préventif","MPS","AR","U222GW","AR",null,"2049-12-30",0,1,0,null,null,"BIOMED_ULIS","GW1SBD03S/boucle n°3 refroid. cuve ALBR07-08U_SANS   PREVENTIFSans   préventifAR"]
["GW1SBD04","S/boucle n°4 refroid. échan. GW71HEX01","U_SANS   PREVENTIF","Sans   préventif","MPS","AR","U222GW","AR",null,"2049-12-30",0,1,0,null,null,"BIOMED_ULIS","GW1SBD04S/boucle n°4 refroid. échan. GW71HEX01U_SANS   PREVENTIFSans   préventifAR"]
["GW1SBD05","S/boucle n°5 refroid. échan. GW72HEX02","U_SANS   PREVENTIF","Sans   préventif","MPS","AR","U222GW","AR",null,"2049-12-30",0,1,0,null,null,"BIOMED_ULIS","GW1SBD05S/boucle n°5 refroid. échan. GW72HEX02U_SANS   PREVENTIFSans   préventifAR"]
["GW1SBD06","S/boucle n°6 refroid. échan. GW73HEX03","U_SANS   PREVENTIF","Sans   préventif","MPS","AR","U222GW","AR",null,"2049-12-30",0,1,0,null,null,"BIOMED_ULIS","GW1SBD06S/boucle n°6 refroid. échan. GW73HEX03U_SANS   PREVENTIFSans   préventifAR"]
["GW1SBD07","S/boucle n°7 refroid. échan. GW74HEX04","U_SANS   PREVENTIF","Sans   préventif","MPS","AR","U222GW","AR",null,"2049-12-30",0,1,0,null,null,"BIOMED_ULIS","GW1SBD07S/boucle n°7 refroid. échan. GW74HEX04U_SANS   PREVENTIFSans   préventifAR"]
["GW1SBD08","S/boucle n°8 refroid. échan. GW75HEX05","U_SANS   PREVENTIF","Sans   préventif","MPS","AR","U222GW","AR",null,"2049-12-30",0,1,0,null,null,"BIOMED_ULIS","GW1SBD08S/boucle n°8 refroid. échan. GW75HEX05U_SANS   PREVENTIFSans   préventifAR"]
["GW1SBD09","S/boucle n°9 refroid. échan. GW76HEX06","U_SANS   PREVENTIF","Sans   préventif","MPS","AR","U222GW","AR",null,"2049-12-30",0,1,0,null,null,"BIOMED_ULIS","GW1SBD09S/boucle n°9 refroid. échan. GW76HEX06U_SANS   PREVENTIFSans   préventifAR"]
["GW1SBD10","S/boucle n°10 refroid. échan. GW77HEX07","U_SANS   PREVENTIF","Sans   préventif","MPS","AR","U222GW","AR",null,"2049-12-30",0,1,0,null,null,"BIOMED_ULIS","GW1SBD10S/boucle n°10 refroid. échan. GW77HEX07U_SANS   PREVENTIFSans   préventifAR"]
["GW2","Boucle n°2 distri. eau glycolée -19° C","U_SANS   PREVENTIF","Sans   préventif","MPS","AR","U222GW","AR",null,"2049-12-30",0,1,0,null,null,"BIOMED_ULIS","GW2Boucle n°2 distri. eau glycolée -19° CU_SANS   PREVENTIFSans   préventifAR"]
["GW210EH01","Réchauffeur circuit GW210","U_SANS   PREVENTIF","Sans   préventif","MPS","AR","U222GW","AR",null,"2049-12-30",0,1,0,null,null,"BIOMED_ULIS","GW210EH01Réchauffeur circuit GW210U_SANS   PREVENTIFSans   préventifAR"]
["GW210ETV01","Vanne de régulation GW210","U_SANS   PREVENTIF","Sans   préventif","MPS","AR","U222GW","AR",null,"2049-12-30",0,1,0,null,null,"BIOMED_ULIS","GW210ETV01Vanne de régulation GW210U_SANS   PREVENTIFSans   préventifAR"]
["GW210F01","Filtre glycol circuit GW210","U_SANS   PREVENTIF","Sans   préventif","MPS","AR","U222GW","AR",null,"2049-12-30",0,1,0,null,null,"BIOMED_ULIS","GW210F01Filtre glycol circuit GW210U_SANS   PREVENTIFSans   préventifAR"]
["GW210HBV01","Vanne d'isolement aller glycol GW210","U_SANS   PREVENTIF","Sans   préventif","MPS","AR","U222GW","AR",null,"2049-12-30",0,1,0,null,null,"BIOMED_ULIS","GW210HBV01Vanne d'isolement aller glycol GW210U_SANS   PREVENTIFSans   préventifAR"]
["GW210HBV02","Vanne d'isolement retour glycol GW210","U_SANS   PREVENTIF","Sans   préventif","MPS","AR","U222GW","AR",null,"2049-12-30",0,1,0,null,null,"BIOMED_ULIS","GW210HBV02Vanne d'isolement retour glycol GW210U_SANS   PREVENTIFSans   préventifAR"]
["GW210HEX01","Echangeur circuit GW210","U_SANS   PREVENTIF","Sans   préventif","MPS","AR","U222GW","AR",null,"2049-12-30",0,1,0,null,null,"BIOMED_ULIS","GW210HEX01Echangeur circuit GW210U_SANS   PREVENTIFSans   préventifAR"]
["GW210PSV01","Soupape circuit GW210","U_SANS   PREVENTIF","Sans   préventif","MPS","AR","U222GW","AR",null,"2049-12-30",0,1,0,null,null,"BIOMED_ULIS","GW210PSV01Soupape circuit GW210U_SANS   PREVENTIFSans   préventifAR"]
["GW2HBV41","Vanne barrage retour s/b cuve GAMR010","U_SANS   PREVENTIF","Sans   préventif","MPS","AR","U222GW","AR",null,"2049-12-30",0,1,0,null,null,"BIOMED_ULIS","GW2HBV41Vanne barrage retour s/b cuve GAMR010U_SANS   PREVENTIFSans   préventifAR"]
["GW2HBV42","Vanne barrage aller s/b cuve GAMR010","U_SANS   PREVENTIF","Sans   préventif","MPS","AR","U222GW","AR",null,"2049-12-30",0,1,0,null,null,"BIOMED_ULIS","GW2HBV42Vanne barrage aller s/b cuve GAMR010U_SANS   PREVENTIFSans   préventifAR"]
["GW2HBV43","Vanne barrage retour s/b cuve GAMR009","U_SANS   PREVENTIF","Sans   préventif","MPS","AR","U222GW","AR",null,"2049-12-30",0,1,0,null,null,"BIOMED_ULIS","GW2HBV43Vanne barrage retour s/b cuve GAMR009U_SANS   PREVENTIFSans   préventifAR"]
["GW2HBV44","Vanne barrage aller s/b cuve GAMR009","U_SANS   PREVENTIF","Sans   préventif","MPS","AR","U222GW","AR",null,"2049-12-30",0,1,0,null,null,"BIOMED_ULIS","GW2HBV44Vanne barrage aller s/b cuve GAMR009U_SANS   PREVENTIFSans   préventifAR"]
["GW2HBV45","Vanne barrage retour s/b cuve GAMR008","U_SANS   PREVENTIF","Sans   préventif","MPS","AR","U222GW","AR",null,"2049-12-30",0,1,0,null,null,"BIOMED_ULIS",{"$f":"_xlfn.TEXTJOIN(\"\",TRUE,A1922:D1922,H1922,N1922)","v":"GW2HBV45Vanne barrage retour s/b cuve GAMR008U_SANS   PREVENTIFSans   préventifAR"}]
["GW2HBV46","Vanne barrage aller s/b cuve GAMR008","U_SANS   PREVENTIF","Sans   préventif","MPS","AR","U222GW","AR",null,"2049-12-30",0,1,0,null,null,"BIOMED_ULIS","GW2HBV46Vanne barrage aller s/b cuve GAMR008U_SANS   PREVENTIFSans   préventifAR"]
["EXGW2HBV47","Vanne barrage retour s/b cuve GAMR007","U_SANS   PREVENTIF","Sans   préventif","MPS","AR","U222GW","AR",null,"2049-12-30",0,1,0,null,null,"BIOMED_ULIS","EXGW2HBV47Vanne barrage retour s/b cuve GAMR007U_SANS   PREVENTIFSans   préventifAR"]
["EXGW2HBV48","Vanne barrage aller s/b cuve GAMR007","U_SANS   PREVENTIF","Sans   préventif","MPS","AR","U222GW","AR",null,"2049-12-30",0,1,0,null,null,"BIOMED_ULIS","EXGW2HBV48Vanne barrage aller s/b cuve GAMR007U_SANS   PREVENTIFSans   préventifAR"]
["GW2HBV51","Vanne barrage retour s/b échan. DE3HEX22","U_SANS   PREVENTIF","Sans   préventif","MPS","AR","U222GW","AR",null,"2049-12-30",0,1,0,null,null,"BIOMED_ULIS","GW2HBV51Vanne barrage retour s/b échan. DE3HEX22U_SANS   PREVENTIFSans   préventifAR"]
["GW2HBV52","Vanne barrage aller s/b échan. DE3HEX22","U_SANS   PREVENTIF","Sans   préventif","MPS","AR","U222GW","AR",null,"2049-12-30",0,1,0,null,null,"BIOMED_ULIS","GW2HBV52Vanne barrage aller s/b échan. DE3HEX22U_SANS   PREVENTIFSans   préventifAR"]
["GW2HGV08","Robinet de réglage DE3HEX22 Centri GAMMA","U_SANS   PREVENTIF","Sans   préventif","MPS","AR","U222GW","AR",null,"2049-12-30",0,1,0,null,null,"BIOMED_ULIS","GW2HGV08Robinet de réglage DE3HEX22 Centri GAMMAU_SANS   PREVENTIFSans   préventifAR"]
["GW2HGV09","Robinet de réglage centri. GAMC22","U_SANS   PREVENTIF","Sans   préventif","MPS","AR","U222GW","AR",null,"2049-12-30",0,1,0,null,null,"BIOMED_ULIS","GW2HGV09Robinet de réglage centri. GAMC22U_SANS   PREVENTIFSans   préventifAR"]
["GW2HGV10","Robinet de réglage cuve GAMR010","U_SANS   PREVENTIF","Sans   préventif","MPS","AR","U222GW","AR",null,"2049-12-30",0,1,0,null,null,"BIOMED_ULIS","GW2HGV10Robinet de réglage cuve GAMR010U_SANS   PREVENTIFSans   préventifAR"]
["GW2HGV11","Robinet de réglage  cuve GAMR009","U_SANS   PREVENTIF","Sans   préventif","MPS","AR","U222GW","AR",null,"2049-12-30",0,1,0,null,null,"BIOMED_ULIS","GW2HGV11Robinet de réglage  cuve GAMR009U_SANS   PREVENTIFSans   préventifAR"]
["GW2HGV12","Robinet de réglage cuve GAMR008","U_SANS   PREVENTIF","Sans   préventif","MPS","AR","U222GW","AR",null,"2049-12-30",0,1,0,null,null,"BIOMED_ULIS","GW2HGV12Robinet de réglage cuve GAMR008U_SANS   PREVENTIFSans   préventifAR"]
["EXGW2HGV13","Robinet de réglage cuve GAMR007","U_SANS   PREVENTIF","Sans   préventif","MPS","AR","U222GW","AR",null,"2049-12-30",0,1,0,null,null,"BIOMED_ULIS","EXGW2HGV13Robinet de réglage cuve GAMR007U_SANS   PREVENTIFSans   préventifAR"]
["GW2SBD05","S/boucle n°5 refroid DE2HEX21 Centri GAM","U_SANS   PREVENTIF","Sans   préventif","MPS","AR","U222GW","AR",null,"2049-12-30",0,1,0,null,null,"BIOMED_ULIS","GW2SBD05S/boucle n°5 refroid DE2HEX21 Centri GAMU_SANS   PREVENTIFSans   préventifAR"]
["GW2SBD06","S/boucle n°6 refroid DE3HEX22 Centri GAM","U_SANS   PREVENTIF","Sans   préventif","MPS","AR","U222GW","AR",null,"2049-12-30",0,1,0,null,null,"BIOMED_ULIS","GW2SBD06S/boucle n°6 refroid DE3HEX22 Centri GAMU_SANS   PREVENTIFSans   préventifAR"]
["GW2SBD07","S/boucle n°7 refroid. cuve GAMR010","U_SANS   PREVENTIF","Sans   préventif","MPS","AR","U222GW","AR",null,"2049-12-30",0,1,0,null,null,"BIOMED_ULIS","GW2SBD07S/boucle n°7 refroid. cuve GAMR010U_SANS   PREVENTIFSans   préventifAR"]
["GW2SBD08","S/boucle n°8 refroid. cuve GAMR009","U_SANS   PREVENTIF","Sans   préventif","MPS","AR","U222GW","AR",null,"2049-12-30",0,1,0,null,null,"BIOMED_ULIS","GW2SBD08S/boucle n°8 refroid. cuve GAMR009U_SANS   PREVENTIFSans   préventifAR"]
["GW2SBD09","S/boucle n°9 refroid. cuve GAMR008","U_SANS   PREVENTIF","Sans   préventif","MPS","AR","U222GW","AR",null,"2049-12-30",0,1,0,null,null,"BIOMED_ULIS","GW2SBD09S/boucle n°9 refroid. cuve GAMR008U_SANS   PREVENTIFSans   préventifAR"]
["GW3HGV01","Robinet de réglage retour GW3","U_SANS   PREVENTIF","Sans   préventif","MPS","AR","U222GW","AR",null,"2049-12-30",0,1,0,null,null,"BIOMED_ULIS","GW3HGV01Robinet de réglage retour GW3U_SANS   PREVENTIFSans   préventifAR"]
["GW4","Boucle de distribution GW4","U_SANS   PREVENTIF","Sans   préventif","MPS","AR","U222GW","AR",null,"2049-12-30",0,1,0,null,null,"BIOMED_ULIS","GW4Boucle de distribution GW4U_SANS   PREVENTIFSans   préventifAR"]
["GW4HGV01","Robinet de réglage retour GW4","U_SANS   PREVENTIF","Sans   préventif","MPS","AR","U222GW","AR",null,"2049-12-30",0,1,0,null,null,"BIOMED_ULIS","GW4HGV01Robinet de réglage retour GW4U_SANS   PREVENTIFSans   préventifAR"]
["GW5/6ARM01","Armoire électrique eau glycolée GW5/6","U_SANS   PREVENTIF","Sans   préventif","MPS","AR","U222GW","AR",null,"2049-12-30",0,1,0,null,null,"BIOMED_ULIS","GW5/6ARM01Armoire électrique eau glycolée GW5/6U_SANS   PREVENTIFSans   préventifAR"]
["GW5ETV01","Vanne régulation 3 voies WFIHEX09 Plasma","U_SANS   PREVENTIF","Sans   préventif","MPS","AR","U222GW","AR",null,"2049-12-30",0,1,0,null,null,"BIOMED_ULIS","GW5ETV01Vanne régulation 3 voies WFIHEX09 PlasmaU_SANS   PREVENTIFSans   préventifAR"]
["GW5ETV03","Vanne régul. 3 voies WFIHEX01 Uf. Alb.","U_SANS   PREVENTIF","Sans   préventif","MPS","AR","U222GW","AR",null,"2049-12-30",0,1,0,null,null,"BIOMED_ULIS","GW5ETV03Vanne régul. 3 voies WFIHEX01 Uf. Alb.U_SANS   PREVENTIFSans   préventifAR"]
["GW5ETV04","Vanne régul. 3 voies WFIHEX11 Lav. Alb.","U_SANS   PREVENTIF","Sans   préventif","MPS","AR","U222GW","AR",null,"2049-12-30",0,1,0,null,null,"BIOMED_ULIS","GW5ETV04Vanne régul. 3 voies WFIHEX11 Lav. Alb.U_SANS   PREVENTIFSans   préventifAR"]
["GW5HGV01","Robinet de réglage WFIHEX09  Plasma","U_SANS   PREVENTIF","Sans   préventif","MPS","AR","U222GW","AR",null,"2049-12-30",0,1,0,null,null,"BIOMED_ULIS","GW5HGV01Robinet de réglage WFIHEX09  PlasmaU_SANS   PREVENTIFSans   préventifAR"]
["GW5HGV02","Robinet de réglage  WFIHEX13 UF Alb.","U_SANS   PREVENTIF","Sans   préventif","MPS","AR","U222GW","AR",null,"2049-12-30",0,1,0,null,null,"BIOMED_ULIS","GW5HGV02Robinet de réglage  WFIHEX13 UF Alb.U_SANS   PREVENTIFSans   préventifAR"]
["GW5HGV05","Robinet de réglage WFIHEX01 Uf. Alb.","U_SANS   PREVENTIF","Sans   préventif","MPS","AR","U222GW","AR",null,"2049-12-30",0,1,0,null,null,"BIOMED_ULIS","GW5HGV05Robinet de réglage WFIHEX01 Uf. Alb.U_SANS   PREVENTIFSans   préventifAR"]
["GW5HGV06","Robinet réglage  WFIHEX11 lav. alb.et FP","U_SANS   PREVENTIF","Sans   préventif","MPS","AR","U222GW","AR",null,"2049-12-30",0,1,0,null,null,"BIOMED_ULIS","GW5HGV06Robinet réglage  WFIHEX11 lav. alb.et FPU_SANS   PREVENTIFSans   préventifAR"]
["GW5HGV07","Robinet réglage perte de charge","U_SANS   PREVENTIF","Sans   préventif","MPS","AR","U222GW","AR",null,"2049-12-30",0,1,0,null,null,"BIOMED_ULIS","GW5HGV07Robinet réglage perte de chargeU_SANS   PREVENTIFSans   préventifAR"]
["GW5SBD01","S. boucle n°1  WFIHEX11  Lav. Alb. et FP","U_SANS   PREVENTIF","Sans   préventif","MPS","AR","U222GW","AR",null,"2049-12-30",0,1,0,null,null,"BIOMED_ULIS","GW5SBD01S. boucle n°1  WFIHEX11  Lav. Alb. et FPU_SANS   PREVENTIFSans   préventifAR"]
["GW5SBD02","S. boucle n°2  WFIHEX13 UF Alb. (ALBR72)","U_SANS   PREVENTIF","Sans   préventif","MPS","AR","U222GW","AR",null,"2049-12-30",0,1,0,null,null,"BIOMED_ULIS","GW5SBD02S. boucle n°2  WFIHEX13 UF Alb. (ALBR72)U_SANS   PREVENTIFSans   préventifAR"]
["GW5SBD03","S. boucle n°3 échang. WFIHEX09 plasma","U_SANS   PREVENTIF","Sans   préventif","MPS","AR","U222GW","AR",null,"2049-12-30",0,1,0,null,null,"BIOMED_ULIS","GW5SBD03S. boucle n°3 échang. WFIHEX09 plasmaU_SANS   PREVENTIFSans   préventifAR"]
["GW5SBD04","S. boucle n°4 échang. WFIHEX01 Uf. Alb.","U_SANS   PREVENTIF","Sans   préventif","MPS","AR","U222GW","AR",null,"2049-12-30",0,1,0,null,null,"BIOMED_ULIS","GW5SBD04S. boucle n°4 échang. WFIHEX01 Uf. Alb.U_SANS   PREVENTIFSans   préventifAR"]
["GW6","Boucle n°2 de distrib eau glycolée +20°c","U_SANS   PREVENTIF","Sans   préventif","MPS","AR","U222GW","AR",null,"2049-12-30",0,1,0,null,null,"BIOMED_ULIS","GW6Boucle n°2 de distrib eau glycolée +20°cU_SANS   PREVENTIFSans   préventifAR"]
["GW6HGV08","Robinet de réglage WFIHEX55  At. GAM","U_SANS   PREVENTIF","Sans   préventif","MPS","AR","U222GW","AR",null,"2049-12-30",0,1,0,null,null,"BIOMED_ULIS","GW6HGV08Robinet de réglage WFIHEX55  At. GAMU_SANS   PREVENTIFSans   préventifAR"]
["GW6HGV09","Robinet de réglage  WFIHEX54 At. GAM","U_SANS   PREVENTIF","Sans   préventif","MPS","AR","U222GW","AR",null,"2049-12-30",0,1,0,null,null,"BIOMED_ULIS","GW6HGV09Robinet de réglage  WFIHEX54 At. GAMU_SANS   PREVENTIFSans   préventifAR"]
["GW6HGV10","Robinet réglage perte de charge","U_SANS   PREVENTIF","Sans   préventif","MPS","AR","U222GW","AR",null,"2049-12-30",0,1,0,null,null,"BIOMED_ULIS","GW6HGV10Robinet réglage perte de chargeU_SANS   PREVENTIFSans   préventifAR"]
["GW6HGV11","Robinet de réglage WFIHEX51 Réact. GAM","U_SANS   PREVENTIF","Sans   préventif","MPS","AR","U222GW","AR",null,"2049-12-30",0,1,0,null,null,"BIOMED_ULIS","GW6HGV11Robinet de réglage WFIHEX51 Réact. GAMU_SANS   PREVENTIFSans   préventifAR"]
["GW6PV01","Vanne régul. 3 voies WFIHEX51 Réact. GAM","U_SANS   PREVENTIF","Sans   préventif","MPS","AR","U222GW","AR",null,"2049-12-30",0,1,0,null,null,"BIOMED_ULIS","GW6PV01Vanne régul. 3 voies WFIHEX51 Réact. GAMU_SANS   PREVENTIFSans   préventifAR"]
["GW6PTV05","Vanne régul. 3 voies WFIHEX55 At.GAM","U_SANS   PREVENTIF","Sans   préventif","MPS","AR","U222GW","AR",null,"2049-12-30",0,1,0,null,null,"BIOMED_ULIS","GW6PTV05Vanne régul. 3 voies WFIHEX55 At.GAMU_SANS   PREVENTIFSans   préventifAR"]
["GW6SBD07","S. boucle n°7 échang. WFIHEX55  At. GAM","U_SANS   PREVENTIF","Sans   préventif","MPS","AR","U222GW","AR",null,"2049-12-30",0,1,0,null,null,"BIOMED_ULIS","GW6SBD07S. boucle n°7 échang. WFIHEX55  At. GAMU_SANS   PREVENTIFSans   préventifAR"]
["GW6SBD08","S. boucle n°8 échang. WFIHEX54  At. GAM","U_SANS   PREVENTIF","Sans   préventif","MPS","AR","U222GW","AR",null,"2049-12-30",0,1,0,null,null,"BIOMED_ULIS","GW6SBD08S. boucle n°8 échang. WFIHEX54  At. GAMU_SANS   PREVENTIFSans   préventifAR"]
["GW6SBD09","S. boucle n°9 échan. WFIHEX51 Réact. GAM","U_SANS   PREVENTIF","Sans   préventif","MPS","AR","U222GW","AR",null,"2049-12-30",0,1,0,null,null,"BIOMED_ULIS","GW6SBD09S. boucle n°9 échan. WFIHEX51 Réact. GAMU_SANS   PREVENTIFSans   préventifAR"]
["GW70","Circuit prépa eau glycolée  GW71 à GW77","U_SANS   PREVENTIF","Sans   préventif","MPS","AR","U222GW","AR",null,"2049-12-30",0,1,0,null,null,"BIOMED_ULIS","GW70Circuit prépa eau glycolée  GW71 à GW77U_SANS   PREVENTIFSans   préventifAR"]
["GW71ETV01","Vanne régulation 3 voies ALBR001","U_SANS   PREVENTIF","Sans   préventif","MPS","AR","U222GW","AR","76 371,00","3000-01-01",0,1,0,null,null,"BIOMED_ULIS","GW71ETV01Vanne régulation 3 voies ALBR001U_SANS   PREVENTIFSans   préventifAR"]
["GW71HEX01","Echangeur GW1 / GW71 réacteur ALBR001","U_SANS   PREVENTIF","Sans   préventif","MPS","AR","U222GW","AR",null,"2049-12-30",0,1,0,null,null,"BIOMED_ULIS","GW71HEX01Echangeur GW1 / GW71 réacteur ALBR001U_SANS   PREVENTIFSans   préventifAR"]
["GW72ETV02","Vanne régulation 3 voies ALBR002","U_SANS   PREVENTIF","Sans   préventif","MPS","AR","U222GW","AR",null,"2049-12-30",0,1,0,null,null,"BIOMED_ULIS","GW72ETV02Vanne régulation 3 voies ALBR002U_SANS   PREVENTIFSans   préventifAR"]
["GW72HEX02","Echangeur GW1 / GW72 réacteur ALBR002","U_SANS   PREVENTIF","Sans   préventif","MPS","AR","U222GW","AR",null,"2049-12-30",0,1,0,null,null,"BIOMED_ULIS","GW72HEX02Echangeur GW1 / GW72 réacteur ALBR002U_SANS   PREVENTIFSans   préventifAR"]
["GW73ETV03","Vanne régulation 3 voies ALBR003","U_SANS   PREVENTIF","Sans   préventif","MPS","AR","U222GW","AR",null,"2049-12-30",0,1,0,null,null,"BIOMED_ULIS","GW73ETV03Vanne régulation 3 voies ALBR003U_SANS   PREVENTIFSans   préventifAR"]
["GW73HEX03","Echangeur GW1 / GW73 réacteur ALBR003","U_SANS   PREVENTIF","Sans   préventif","MPS","AR","U222GW","AR",null,"2049-12-30",0,1,0,null,null,"BIOMED_ULIS","GW73HEX03Echangeur GW1 / GW73 réacteur ALBR003U_SANS   PREVENTIFSans   préventifAR"]
["GW74ETV04","Vanne régulation 3 voies ALBR004","U_SANS   PREVENTIF","Sans   préventif","MPS","AR","U222GW","AR","76 370,00","3000-01-01",0,1,0,null,null,"BIOMED_ULIS","GW74ETV04Vanne régulation 3 voies ALBR004U_SANS   PREVENTIFSans   préventifAR"]
["GW74HEX04","Echangeur GW1 / GW74 réacteur ALBR004","U_SANS   PREVENTIF","Sans   préventif","MPS","AR","U222GW","AR",null,"2049-12-30",0,1,0,null,null,"BIOMED_ULIS","GW74HEX04Echangeur GW1 / GW74 réacteur ALBR004U_SANS   PREVENTIFSans   préventifAR"]
["GW75ETV05","Vanne régulation 3 voies ALBR005","U_SANS   PREVENTIF","Sans   préventif","MPS","AR","U222GW","AR",null,"2049-12-30",0,1,0,null,null,"BIOMED_ULIS","GW75ETV05Vanne régulation 3 voies ALBR005U_SANS   PREVENTIFSans   préventifAR"]
["GW75HEX05","Echangeur GW1 / GW75 réacteur ALBR005","U_SANS   PREVENTIF","Sans   préventif","MPS","AR","U222GW","AR",null,"2049-12-30",0,1,0,null,null,"BIOMED_ULIS","GW75HEX05Echangeur GW1 / GW75 réacteur ALBR005U_SANS   PREVENTIFSans   préventifAR"]
["GW76ETV06","Vanne régulation 3 voies ALBR006","U_SANS   PREVENTIF","Sans   préventif","MPS","AR","U222GW","AR",null,"2049-12-30",0,1,0,null,null,"BIOMED_ULIS","GW76ETV06Vanne régulation 3 voies ALBR006U_SANS   PREVENTIFSans   préventifAR"]
["GW76HEX06","Echangeur GW1 / GW76 réacteur ALBR006","U_SANS   PREVENTIF","Sans   préventif","MPS","AR","U222GW","AR",null,"2049-12-30",0,1,0,null,null,"BIOMED_ULIS","GW76HEX06Echangeur GW1 / GW76 réacteur ALBR006U_SANS   PREVENTIFSans   préventifAR"]
["GW77HBV29","Vanne de barrage aller GW77BD01","U_SANS   PREVENTIF","Sans   préventif","MPS","AR","U222GW","AR",null,"2049-12-30",0,1,0,null,null,"BIOMED_ULIS","GW77HBV29Vanne de barrage aller GW77BD01U_SANS   PREVENTIFSans   préventifAR"]
["GW77HBV30","Vanne de barrage retour GW77BD01","U_SANS   PREVENTIF","Sans   préventif","MPS","AR","U222GW","AR",null,"2049-12-30",0,1,0,null,null,"BIOMED_ULIS","GW77HBV30Vanne de barrage retour GW77BD01U_SANS   PREVENTIFSans   préventifAR"]
["GW77HEX07","Echangeur GW1 / GW77","U_SANS   PREVENTIF","Sans   préventif","MPS","AR","U222GW","AR",null,"2049-12-30",0,1,0,null,null,"BIOMED_ULIS","GW77HEX07Echangeur GW1 / GW77U_SANS   PREVENTIFSans   préventifAR"]
["GW77PSV07","Soupape de sécurité pression GW77BD01","U_SANS   PREVENTIF","Sans   préventif","MPS","AR","U222GW","AR",null,"2049-12-30",0,1,0,null,null,"BIOMED_ULIS","GW77PSV07Soupape de sécurité pression GW77BD01U_SANS   PREVENTIFSans   préventifAR"]
["GW77PV01","Vanne d'isolement PLAT003","U_SANS   PREVENTIF","Sans   préventif","MPS","AR","U222GW","AR",null,"2049-12-30",0,1,0,null,null,"BIOMED_ULIS","GW77PV01Vanne d'isolement PLAT003U_SANS   PREVENTIFSans   préventifAR"]
["GW77PV02","Vanne d'isolement PLAT004","U_SANS   PREVENTIF","Sans   préventif","MPS","AR","U222GW","AR",null,"2049-12-30",0,1,0,null,null,"BIOMED_ULIS","GW77PV02Vanne d'isolement PLAT004U_SANS   PREVENTIFSans   préventifAR"]
["GW77PV03","Vanne de by-pass PLAT003/004","U_SANS   PREVENTIF","Sans   préventif","MPS","AR","U222GW","AR",null,"2049-12-30",0,1,0,null,null,"BIOMED_ULIS","GW77PV03Vanne de by-pass PLAT003/004U_SANS   PREVENTIFSans   préventifAR"]
["GW77PV04","Vanne d'isolement PLAT001","U_SANS   PREVENTIF","Sans   préventif","MPS","AR","U222GW","AR",null,"2049-12-30",0,1,0,null,null,"BIOMED_ULIS","GW77PV04Vanne d'isolement PLAT001U_SANS   PREVENTIFSans   préventifAR"]
["GW77PV05","Vanne régulation temp. PLAT001","U_SANS   PREVENTIF","Sans   préventif","MPS","AR","U222GW","AR",null,"2049-12-30",0,1,0,null,null,"BIOMED_ULIS",{"$f":"_xlfn.TEXTJOIN(\"\",TRUE,A1986:D1986,H1986,N1986)","v":"GW77PV05Vanne régulation temp. PLAT001U_SANS   PREVENTIFSans   préventifAR"}]
["GW77S07","Filtre GW77BD01","U_SANS   PREVENTIF","Sans   préventif","MPS","AR","U222GW","AR",null,"2049-12-30",0,1,0,null,null,"BIOMED_ULIS","GW77S07Filtre GW77BD01U_SANS   PREVENTIFSans   préventifAR"]
["GW77SBD01","Sous boucle de distribution PLAT001","U_SANS   PREVENTIF","Sans   préventif","MPS","AR","U222GW","AR",null,"2049-12-30",0,1,0,null,null,"BIOMED_ULIS","GW77SBD01Sous boucle de distribution PLAT001U_SANS   PREVENTIFSans   préventifAR"]
["GW77SBD02","Sous boucle de distribution PLAT003","U_SANS   PREVENTIF","Sans   préventif","MPS","AR","U222GW","AR",null,"2049-12-30",0,1,0,null,null,"BIOMED_ULIS","GW77SBD02Sous boucle de distribution PLAT003U_SANS   PREVENTIFSans   préventifAR"]
["GW77SBD03","Sous boucle de distribution PLAT004","U_SANS   PREVENTIF","Sans   préventif","MPS","AR","U222GW","AR",null,"2049-12-30",0,1,0,null,null,"BIOMED_ULIS","GW77SBD03Sous boucle de distribution PLAT004U_SANS   PREVENTIFSans   préventifAR"]
["GW77ST08","Purgeur boucle GW77BD01","U_SANS   PREVENTIF","Sans   préventif","MPS","AR","U222GW","AR",null,"2049-12-30",0,1,0,null,null,"BIOMED_ULIS","GW77ST08Purgeur boucle GW77BD01U_SANS   PREVENTIFSans   préventifAR"]
["GW8HEX01","Echangeur eau glycolée -15°C","U_SANS   PREVENTIF","Sans   préventif","MPS","AR","U222GW","AR",null,"2049-12-30",0,1,0,null,null,"BIOTECH_ULIS","GW8HEX01Echangeur eau glycolée -15°CU_SANS   PREVENTIFSans   préventifAR"]
["GW9ARM01","Armoire électrique eau glycolée GW9","U_SANS   PREVENTIF","Sans   préventif","MPS","AR","U222GW","AR",null,"2049-12-30",0,1,0,null,null,"BIOMED_ULIS","GW9ARM01Armoire électrique eau glycolée GW9U_SANS   PREVENTIFSans   préventifAR"]
["EXHCLPDV305","Vanne pneu. alim. acide chlorhy. duo n°1","U_SANS   PREVENTIF","Sans   préventif","MPS","AR","U222DW","AR",null,"2049-12-30",0,1,0,null,null,"BIOMED_ULIS","EXHCLPDV305Vanne pneu. alim. acide chlorhy. duo n°1U_SANS   PREVENTIFSans   préventifAR"]
["EXHCLPDV405","Vanne pneu. alim. acide chlorhy. duo n°2","U_SANS   PREVENTIF","Sans   préventif","MPS","AR","U222DW","AR",null,"2049-12-30",0,1,0,null,null,"BIOMED_ULIS","EXHCLPDV405Vanne pneu. alim. acide chlorhy. duo n°2U_SANS   PREVENTIFSans   préventifAR"]
["EXHCLT001","Cuve de stock. acide chlorhydrique PW","U_SANS   PREVENTIF","Sans   préventif","MPS","AR","U222PW","AR",null,"2049-12-30",0,1,0,null,null,"BIOMED_ULIS","EXHCLT001Cuve de stock. acide chlorhydrique PWU_SANS   PREVENTIFSans   préventifAR"]
["EXHCLT101","Cuve acide chlorhydrique régé. eau purif.","U_SANS   PREVENTIF","Sans   préventif","MPS","AR","U222PW","AR",null,"2049-12-30",0,1,0,null,null,"BIOMED_ULIS","EXHCLT101Cuve acide chlorhydrique régé. eau purif.U_SANS   PREVENTIFSans   préventifAR"]
["EXMCBCONG01","Congélateur -80°C n°39609492","U_SANS   PREVENTIF","Sans   préventif","MPS","AR","U640MCB","AR",null,"2049-12-30",0,1,0,null,null,"BIOMED_ULIS","EXMCBCONG01Congélateur -80°C n°39609492U_SANS   PREVENTIFSans   préventifAR"]
["MCBETUV11","Etuve Friocell 55","U_SANS   PREVENTIF","Sans   préventif","MPS","AR","U640MCB","AR",null,"2049-12-30",0,1,0,null,null,"BIOMED_ULIS","MCBETUV11Etuve Friocell 55U_SANS   PREVENTIFSans   préventifAR"]
["EXHNAPDV309","Vanne pneu. alim. soude duo n°1","U_SANS   PREVENTIF","Sans   préventif","MPS","AR","U222DW","AR",null,"2049-12-30",0,1,0,null,null,"BIOMED_ULIS","EXHNAPDV309Vanne pneu. alim. soude duo n°1U_SANS   PREVENTIFSans   préventifAR"]
["EXHNAT101","Cuve soude régé. eau purif.","U_SANS   PREVENTIF","Sans   préventif","MPS","AR","U222PW","AR",null,"2049-12-30",0,1,0,null,null,"BIOMED_ULIS","EXHNAT101Cuve soude régé. eau purif.U_SANS   PREVENTIFSans   préventifAR"]
["PWFCS01","Débimètre eau purifiée s boucle dist. b1","U_SANS   PREVENTIF","Sans   préventif","MPS","AR","U222PW","AR",null,"2049-12-30",0,1,0,null,null,"BIOMED_ULIS","PWFCS01Débimètre eau purifiée s boucle dist. b1U_SANS   PREVENTIFSans   préventifAR"]
["PWPDV102","Vanne vidange cuve tampon","U_SANS   PREVENTIF","Sans   préventif","MPS","AR","U222PW","AR",null,"2049-12-30",0,1,0,null,null,"BIOMED_ULIS","PWPDV102Vanne vidange cuve tamponU_SANS   PREVENTIFSans   préventifAR"]
["EXPWR05","Cuve poste de nettoyage uf eau purifiée","U_SANS   PREVENTIF","Sans   préventif","MPS","AR","U222PW","AR",null,"2049-12-30",0,1,0,null,null,"BIOMED_ULIS","EXPWR05Cuve poste de nettoyage uf eau purifiéeU_SANS   PREVENTIFSans   préventifAR"]
["RF10EVA04","Evaporateur chambre froide CRDCF1256","U_SANS   PREVENTIF","Sans   préventif","MPS","AR","U222RF","AR",null,"2049-12-30",0,1,0,null,null,"BIOMED_ULIS","RF10EVA04Evaporateur chambre froide CRDCF1256U_SANS   PREVENTIFSans   préventifAR"]
["RF19","Prod. froid ch. froide +15°C animalerie","U_SANS   PREVENTIF","Sans   préventif","MPS","AR","U222AC","AR",null,"2049-12-30",0,1,0,null,null,"BIOMED_ULIS","RF19Prod. froid ch. froide +15°C animalerieU_SANS   PREVENTIFSans   préventifAR"]
["SGC01","Bac rétention fûts déchets","U_SANS   PREVENTIF","Sans   préventif","MPS","AR","U130","AR",null,"2049-12-30",0,1,0,null,null,"BIOMED_ULIS","SGC01Bac rétention fûts déchetsU_SANS   PREVENTIFSans   préventifAR"]
["SHW11SBD09","S/b 90° ventilo-convecteurs b11 mag gén","U_SANS   PREVENTIF","Sans   préventif","MPS","AR","U222SHW","AR",null,"2049-12-30",0,1,0,null,null,"BIOMED_ULIS","SHW11SBD09S/b 90° ventilo-convecteurs b11 mag génU_SANS   PREVENTIFSans   préventifAR"]
["EXSSISDI06","Système détection incendie 2ème b1","U_SANS   PREVENTIF","Sans   préventif","MPS","AR","U130","AR",null,"2049-12-30",0,1,0,null,null,"BIOMED_ULIS","EXSSISDI06Système détection incendie 2ème b1U_SANS   PREVENTIFSans   préventifAR"]
["EXANIATC04","Fumigateur à formol n°4","U_SANS   PREVENTIF","Sans   préventif","MPS","AR","U881USNC","AR",null,"2049-12-30",0,1,0,null,null,"BIOTECH_ULIS","EXANIATC04Fumigateur à formol n°4U_SANS   PREVENTIFSans   préventifAR"]
["BCHEQUIP","Equipements spécifiques de biochimie","U_SANS   PREVENTIF","Sans   préventif","MPS","AR","U624UAP","AR",null,"2049-12-30",0,1,0,null,null,"BIOMED_ULIS","BCHEQUIPEquipements spécifiques de biochimieU_SANS   PREVENTIFSans   préventifAR"]
["EXMCBETUV06","Enceinte climatique n°6","U_SANS   PREVENTIF","Sans   préventif","MPS","AR","U640MCB","AR",null,"2049-12-30",0,1,0,null,null,"BIOMED_ULIS","EXMCBETUV06Enceinte climatique n°6U_SANS   PREVENTIFSans   préventifAR"]
["MGPCFROIDE","Chambres froides du magasin plasma","U_SANS   PREVENTIF","Sans   préventif","MPS","AR","U406","AR",null,"2049-12-30",0,1,0,null,null,"BIOMED_ULIS","MGPCFROIDEChambres froides du magasin plasmaU_SANS   PREVENTIFSans   préventifAR"]
["EXMGPPTA15","Porte auto. latérale chambre froide n°5","U_SANS   PREVENTIF","Sans   préventif","MPS","AR","U406","AR",null,"2049-12-30",0,1,0,null,null,"BIOMED_ULIS","EXMGPPTA15Porte auto. latérale chambre froide n°5U_SANS   PREVENTIFSans   préventifAR"]
["EXUDP5UR01","Enregistreur de laboratoire","U_SANS   PREVENTIF","Sans   préventif","MPS","AR","U864PDP","AR",null,"2049-12-30",0,1,0,null,null,"BIOTECH_ULIS","EXUDP5UR01Enregistreur de laboratoireU_SANS   PREVENTIFSans   préventifAR"]
["EXPEHNV003","Vanne manuelle intro éthanol ALBR004","U_SANS   PREVENTIF","Sans   préventif","MPS","AR","U236PE","AR","37 350,00","3000-01-01",0,1,0,null,null,"BIOMED_ULIS","EXPEHNV003Vanne manuelle intro éthanol ALBR004U_SANS   PREVENTIFSans   préventifAR"]
["EXRF12EVA01","Evaporateur chambre froide n°3 -40°C","U_SANS   PREVENTIF","Sans   préventif","MPS","AR","U222RF","AR",null,"2049-12-30",0,1,0,null,null,"BIOMED_ULIS","EXRF12EVA01Evaporateur chambre froide n°3 -40°CU_SANS   PREVENTIFSans   préventifAR"]
["EXRIMETUV620","Etuve B40 37°C","U_SANS   PREVENTIF","Sans   préventif","MPS","AR","U624UAP","AR",null,"2049-12-30",0,1,0,null,null,"BIOMED_ULIS","EXRIMETUV620Etuve B40 37°CU_SANS   PREVENTIFSans   préventifAR"]
["RMFPEQUIP","Equiments communs de Recherche MFP","U_SANS   PREVENTIF","Sans   préventif","MPS","AR","U851","AR",null,"2049-12-30",0,1,0,null,null,"BIOTECH_ULIS","RMFPEQUIPEquiments communs de Recherche MFPU_SANS   PREVENTIFSans   préventifAR"]
["EXUDA1REF04","Réfrigérateur/congélateur pièce n°1218","U_SANS   PREVENTIF","Sans   préventif","MPS","AR","U855","AR",null,"2049-12-30",0,1,0,null,null,"BIOTECH_ULIS","EXUDA1REF04Réfrigérateur/congélateur pièce n°1218U_SANS   PREVENTIFSans   préventifAR"]
["UDP2EQUIP","Equipements  unité de dévelop.procédé 2","U_SANS   PREVENTIF","Sans   préventif","MPS","AR","U851","AR",null,"2049-12-30",0,1,0,null,null,"BIOTECH_ULIS","UDP2EQUIPEquipements  unité de dévelop.procédé 2U_SANS   PREVENTIFSans   préventifAR"]
["GW71CMP01","Indic. pression circuit refroid ALBR001","U_METR000015","Vérification PERIODIQUE pression","MPS","DEF","U222GW","11U","644 057,00","2025-06-13",3,1,0,365,0,"BIOMED_ULIS","GW71CMP01Indic. pression circuit refroid ALBR001U_METR000015Vérification PERIODIQUE pression11U365"]
["ETALCMT40","Thermomètre  AOIP Thermopréci n° 4","U_METR000012","Vérification PERIODIQUE température","MPS","DEF","U205","50U","585 955,00","2024-03-13",3,1,0,52,1,"BIOMED_ULIS","ETALCMT40Thermomètre  AOIP Thermopréci n° 4U_METR000012Vérification PERIODIQUE température50U52"]
["UDP2CMT25","Thermomètre Quick Novo n°101123516","U_METR000012","Vérification PERIODIQUE température","MPS","DEF","U851","70U","622 613,00","2024-12-14",3,1,0,52,1,"BIOTECH_ULIS","UDP2CMT25Thermomètre Quick Novo n°101123516U_METR000012Vérification PERIODIQUE température70U52"]
["EXEPL2CMT03","Affichage SAS CF n°1 B4","U_SANS   PREVENTIF","Sans   préventif","MC","AR","U406","AR",null,"2049-12-30",0,1,0,null,null,"BIOMED_ULIS","EXEPL2CMT03Affichage SAS CF n°1 B4U_SANS   PREVENTIFSans   préventifAR"]
["EXDWCML03","Mesure niveau bas cuve DWT01","U_SANS   PREVENTIF","Sans   préventif","MPS","AR","U222DW","AR",null,"2049-12-04",0,1,0,null,null,"BIOMED_ULIS","EXDWCML03Mesure niveau bas cuve DWT01U_SANS   PREVENTIFSans   préventifAR"]
["SDWCMT01","Mesure température départ boucle B8","U_SANS   PREVENTIF","Sans   préventif","MPS","AR","U222SDW","AR",null,"2049-12-04",0,1,0,null,null,"BIOMED_ULIS","SDWCMT01Mesure température départ boucle B8U_SANS   PREVENTIFSans   préventifAR"]
["EXRIMSPC01","Spèctrophotomètre Secoman S750","U_SANS   PREVENTIF","Sans   préventif","MC","AR","U624UAP","AR",null,"2049-12-30",0,1,0,null,null,"BIOMED_ULIS","EXRIMSPC01Spèctrophotomètre Secoman S750U_SANS   PREVENTIFSans   préventifAR"]
["WFIHV05","Vanne prise échantillon WFISBD105","U_SANS   PREVENTIF","Sans   préventif","MC","DEF","U236WFI","AR",null,"2049-12-30",0,1,0,null,null,"BIOMED_ULIS","WFIHV05Vanne prise échantillon WFISBD105U_SANS   PREVENTIFSans   préventifAR"]
["ALBCT02","Cuve n°3 préparation tampon","U_PROC000024","Nettoyage et contrôle agitateur GMP","MPS","DEF","U440","11U","648 359,00","2024-10-24",3,1,0,13,1,"BIOMED_ULIS","ALBCT02Cuve n°3 préparation tamponU_PROC000024Nettoyage et contrôle agitateur GMP11U13"]
["TECHBT06","Bain d'étalonnage LAUDA n°S61008","U_SANS   PREVENTIF","Sans   préventif","MC","AR","U720","AR","126 823,00","3000-01-01",0,1,0,null,null,"BIOMED_ULIS","TECHBT06Bain d'étalonnage LAUDA n°S61008U_SANS   PREVENTIFSans   préventifAR"]
["EXMGPCMT24","Alarme ambiance CF n°9 sur PC sécurité","U_SANS   PREVENTIF","Sans   préventif","MC","AR","U406","AR",null,"2050-01-02",0,1,0,null,null,"BIOMED_ULIS","EXMGPCMT24Alarme ambiance CF n°9 sur PC sécuritéU_SANS   PREVENTIFSans   préventifAR"]
["EXALBCMR001","Chaînes de mesures réacteur albumine n°1","U_SANS   PREVENTIF","Sans   préventif","MC","AR","U440","AR",null,"2050-01-02",0,1,0,null,null,"BIOMED_ULIS","EXALBCMR001Chaînes de mesures réacteur albumine n°1U_SANS   PREVENTIFSans   préventifAR"]
["EXALBCMT25","Régul. temp cuve ALBR010 (Stérilisation)","U_SANS   PREVENTIF","Sans   préventif","MC","AR","U440","AR",null,"2050-01-02",0,1,0,null,null,"BIOMED_ULIS","EXALBCMT25Régul. temp cuve ALBR010 (Stérilisation)U_SANS   PREVENTIFSans   préventifAR"]
["GAMFL100A","Flux tableau pontage A","U_CLIM000138","Remplacement filtre HEPA","MPS","DEF","U441","10U","617 261,00","2029-12-25",2,1,0,"2 190,00",0,"BIOMED_ULIS","GAMFL100AFlux tableau pontage AU_CLIM000138Remplacement filtre HEPA10U2 190,00"]
["AC02CT02","Caisson trait. air centrale de pesée b8","U_CLIM000201","Contrôle CTA","MPS","DEF","U222AC","10U","651 371,00","2024-10-16",3,1,0,30,0,"BIOMED_ULIS","AC02CT02Caisson trait. air centrale de pesée b8U_CLIM000201Contrôle CTA10U30"]
["SDWF40","Carter filtre évent cuve SDWT4 boucle B8","U_EAUX000003","Remplacement filtre évent eau","MPS","DEF","U222SDW","11U","621 447,00","2025-01-14",3,1,0,52,1,"BIOMED_ULIS","SDWF40Carter filtre évent cuve SDWT4 boucle B8U_EAUX000003Remplacement filtre évent eau11U52"]
["EXBCHBT02","Bain thermostaté d. protéines n°58411223","U_SANS   PREVENTIF","Sans   préventif","MC","DEF","U624UAP","AR",null,"2050-01-02",0,1,0,null,null,"BIOMED_ULIS","EXBCHBT02Bain thermostaté d. protéines n°58411223U_SANS   PREVENTIFSans   préventifAR"]
["AC10F19","Filtration terminale clim pièce 8RC54","U_CLIM000138","Remplacement filtre HEPA","MPS","CLIM","U222AC","10U","444 709,00","2025-07-28",2,1,0,"2 190,00",0,"BIOMED_ULIS","AC10F19Filtration terminale clim pièce 8RC54U_CLIM000138Remplacement filtre HEPA10U2 190,00"]
["EXMGPDES01","Déshydrateur chambre froide n°10","U_CURA019236","MAINTENANCE 13 SEM","MPS","AR","U406","10U",null,"3000-01-01",0,1,0,null,null,"BIOMED_ULIS","EXMGPDES01Déshydrateur chambre froide n°10U_CURA019236MAINTENANCE 13 SEM10U"]
["EXPLACMT17","Enregist. temp. caisson n°2 PLATNL001","U_SANS   PREVENTIF","Sans   préventif","MC","AR","U410","AR",null,"2050-01-02",0,1,0,null,null,"BIOMED_ULIS","EXPLACMT17Enregist. temp. caisson n°2 PLATNL001U_SANS   PREVENTIFSans   préventifAR"]
["EXHNACML02","Niveau cuve stockage n°2 soude","U_SANS   PREVENTIF","Sans   préventif","MC","AR","U236CIP","AR",null,"2050-01-02",0,1,0,null,null,"BIOMED_ULIS","EXHNACML02Niveau cuve stockage n°2 soudeU_SANS   PREVENTIFSans   préventifAR"]
["UDP1UR04","Enregistreur","U_SANS   PREVENTIF","Sans   préventif","MC","AR","U851","AR",null,"2050-01-02",0,1,0,null,null,"BIOTECH_ULIS","UDP1UR04EnregistreurU_SANS   PREVENTIFSans   préventifAR"]
["DE3CMF01","Affichage débit refroid turbine GAMC22","U_METROLOGIE    11","Vérification CURATIVE de débit","MC","DEF","U441","11U","76 530,00","3000-01-01",0,1,0,null,null,"BIOMED_ULIS","DE3CMF01Affichage débit refroid turbine GAMC22U_METROLOGIE    11Vérification CURATIVE de débit11U"]
["EXANIUR01","Enregistreur temp autoclave ANIAU602","U_SANS   PREVENTIF","Sans   préventif","MC","AR","U881USNC","AR",null,"2050-01-02",0,1,0,null,null,"BIOTECH_ULIS","EXANIUR01Enregistreur temp autoclave ANIAU602U_SANS   PREVENTIFSans   préventifAR"]
["UDP2PP01","Pompe Masterflex numérique","U_SANS   PREVENTIF","Sans   préventif","MC","AR","U851","AR",null,"2050-01-02",0,1,0,null,null,"BIOTECH_ULIS","UDP2PP01Pompe Masterflex numériqueU_SANS   PREVENTIFSans   préventifAR"]
["BAT08CMP139","Enregistrement pression en 8RC139","U_METR000015","Vérification PERIODIQUE pression","MPS","DEF","U200BATP","10U","616 836,00","2024-11-08",3,1,0,52,1,"BIOMED_ULIS","BAT08CMP139Enregistrement pression en 8RC139U_METR000015Vérification PERIODIQUE pression10U52"]
["BAT08CMP32","Enregistrement pression en 8RC32","U_METR000015","Vérification PERIODIQUE pression","MPS","DEF","U200BATP","10U","614 506,00","2024-10-14",3,1,0,52,1,"BIOMED_ULIS","BAT08CMP32Enregistrement pression en 8RC32U_METR000015Vérification PERIODIQUE pression10U52"]
["PLACMQ03","Comptage plasma sortie centri. PLAC01/02","U_METR000030","Vérification PERIODIQUE de comptage","MPS","DEF","U410","11U","648 793,00","2025-07-13",3,1,0,52,1,"BIOMED_ULIS","PLACMQ03Comptage plasma sortie centri. PLAC01/02U_METR000030Vérification PERIODIQUE de comptage11U52"]
["WFIHEX01","Echangeur GW5 de WFISBD106","U_MECA000044","Remplacement joints de plaques","MPS","DEF","U236WFI","11U","487 759,00","2025-07-19",3,1,0,260,1,"BIOMED_ULIS","WFIHEX01Echangeur GW5 de WFISBD106U_MECA000044Remplacement joints de plaques11U260"]
["UDP2CMT32","Capteur 0107 voie 4 de EXUDP2UR01","U_METR000012","Vérification PERIODIQUE température","MPS","DEF","U851","70U","139 715,00","3000-01-01",0,1,0,null,null,"BIOTECH_ULIS","UDP2CMT32Capteur 0107 voie 4 de EXUDP2UR01U_METR000012Vérification PERIODIQUE température70U"]
["UPILCMW04","Balance 150kg","U_METROLOGIE    03","Vérifcation CURATIVE balance 31/150Kg","MC","DEF","U851","70U","100 836,00","3000-01-01",0,1,0,null,null,"BIOTECH_ULIS",{"$f":"_xlfn.TEXTJOIN(\"\",TRUE,A2882:D2882,H2882,N2882)","v":"UPILCMW04Balance 150kgU_METROLOGIE    03Vérifcation CURATIVE balance 31/150Kg70U"}]
["EXALBCMT33","Enreg. temp produit ALBR014 (Préchauf.)","U_SANS   PREVENTIF","Sans   préventif","MC","AR","U440","AR",null,"2050-01-02",0,1,0,null,null,"BIOMED_ULIS","EXALBCMT33Enreg. temp produit ALBR014 (Préchauf.)U_SANS   PREVENTIFSans   préventifAR"]
["UDA1SOR05","Etagère chimique filtrante (ETRAF)","U_CLIM000134","Maintenance hotte à filtration","MPS","DEF","U855","70U","636 033,00","2025-03-14",3,1,0,365,0,"BIOTECH_ULIS","UDA1SOR05Etagère chimique filtrante (ETRAF)U_CLIM000134Maintenance hotte à filtration70U365"]
["EXACCL10","Air climatisé pièces extention 1352","U_CLIM000207","Maintenance climatiseur","MPS","DEF","U222AC","10U","371 333,00","2049-06-11",0,1,0,null,null,"BIOMED_ULIS","EXACCL10Air climatisé pièces extention 1352U_CLIM000207Maintenance climatiseur10U"]
["BAT08CMP33","Enregistrement pression en 8RC33","U_METROLOGIE    15","Vérification CURATIVE pression","MC","DEF","U200BATP","10U","105 552,00","3000-01-01",0,1,0,null,null,"BIOMED_ULIS","BAT08CMP33Enregistrement pression en 8RC33U_METROLOGIE    15Vérification CURATIVE pression10U"]
["GW1/2CMT995","Température retour GW1","U_METR000012","Vérification PERIODIQUE température","MPS","DEF","U222GW","10U","520 897,00","2025-07-31",3,1,0,104,1,"BIOMED_ULIS","GW1/2CMT995Température retour GW1U_METR000012Vérification PERIODIQUE température10U104"]
["DWCMT001","Mesure température DW/PWDUO01/02","U_METROLOGIE    12","Vérification CURATIVE température","MC","METR","U222DW","11U","552 947,00","3000-01-01",0,1,0,null,null,"BIOMED_ULIS","DWCMT001Mesure température DW/PWDUO01/02U_METROLOGIE    12Vérification CURATIVE température11U"]
["EXETALCMT147","Temp. Testostor cap ext. N°40400000017","U_METROLOGIE    12","Vérification CURATIVE température","MC","DEF","U720","50U","31 315,00","3000-01-01",0,1,0,null,null,"BIOMED_ULIS","EXETALCMT147Temp. Testostor cap ext. N°40400000017U_METROLOGIE    12Vérification CURATIVE température50U"]
["MFPRCMT13","Temp produit MFPRLYO06 capteur n°7","U_METROLOGIE    12","Vérification CURATIVE température","MC","DEF","U868","11U","45 684,00","3000-01-01",0,1,0,null,null,"BIOTECH_ULIS","MFPRCMT13Temp produit MFPRLYO06 capteur n°7U_METROLOGIE    12Vérification CURATIVE température11U"]
["ETALCMF02","Debitmètre E&H Promass 83F DN50","U_METR000026","Vérification PERIODIQUE labo extérieur","MPS","METR","U205","50U","631 497,00","2025-02-05",3,1,0,52,1,"BIOMED_ULIS","ETALCMF02Debitmètre E&H Promass 83F DN50U_METR000026Vérification PERIODIQUE labo extérieur50U52"]
["BAT11CMT08","Enreg temp sonde ambiance n°8 11RC35 niveau 3 m/BAT11ARM02","U_METROLOGIE    12","Vérification CURATIVE température","MC","DEF","U200BATP","11U","645 659,00","3000-01-01",0,1,0,null,null,"BIOMED_ULIS","BAT11CMT08Enreg temp sonde ambiance n°8 11RC35 niveau 3 m/BAT11ARM02U_METROLOGIE    12Vérification CURATIVE température11U"]
["PACMW01","Balance Sartorius 220g / 0.0001g  n° 16705180","U_METR000001","Vérif. PERIODIQUE balance 0/30 Kg max.","MPS","DEF","U880","70U","638 923,00","2025-04-30",3,1,0,365,0,"BIOTECH_ULIS","PACMW01Balance Sartorius 220g / 0.0001g  n° 16705180U_METR000001Vérif. PERIODIQUE balance 0/30 Kg max.70U365"]
["ALBCMP23","Mesure delta pression entre 8RC71/67","U_METR000028","Vérif. PERIODIQUE manomètre colonne eau","MPS","DEF","U440","10U","64 218,00","2049-03-01",0,1,0,null,null,"BIOMED_ULIS","ALBCMP23Mesure delta pression entre 8RC71/67U_METR000028Vérif. PERIODIQUE manomètre colonne eau10U"]
["PWCMT05","Mesure  T° départ S.boucle B1","U_METROLOGIE    12","Vérification CURATIVE température","MC","METR","U236PW","11U","421 106,00","2050-01-01",0,1,0,null,null,"BIOMED_ULIS","PWCMT05Mesure  T° départ S.boucle B1U_METROLOGIE    12Vérification CURATIVE température11U"]
["CBETUV11","Etuve","U_SANS   PREVENTIF","Sans   préventif","MC","AR","U855","AR",null,"3000-01-01",0,1,0,null,null,"BIOTECH_ULIS","CBETUV11EtuveU_SANS   PREVENTIFSans   préventifAR"]
["LSBPP08","Pompe péristaltique n°610 E 4345","U_SANS   PREVENTIF","Sans   préventif","MC","AR","U851","AR",null,"3000-01-01",0,1,0,null,null,"BIOTECH_ULIS","LSBPP08Pompe péristaltique n°610 E 4345U_SANS   PREVENTIFSans   préventifAR"]
["EXGAMCMW006","Balance Sauter 600kg/200 g","U_SANS   PREVENTIF","Sans   préventif","MC","AR","U441","AR",null,"3000-01-01",0,1,0,null,null,"BIOMED_ULIS","EXGAMCMW006Balance Sauter 600kg/200 gU_SANS   PREVENTIFSans   préventifAR"]
["CRDCMT06","Enreg Temp. produit CRDCF1251","U_METROLOGIE    12","Vérification CURATIVE température","MC","DEF","U850","70U","431 010,00","2050-01-01",0,1,0,null,null,"BIOTECH_ULIS","CRDCMT06Enreg Temp. produit CRDCF1251U_METROLOGIE    12Vérification CURATIVE température70U"]
["UDP1CMW04","Balance Sartorius","U_METR000001","Vérif. PERIODIQUE balance 0/30 Kg max.","MPS","DEF","U851","70U","638 929,00","2025-04-30",3,1,0,365,0,"BIOTECH_ULIS","UDP1CMW04Balance SartoriusU_METR000001Vérif. PERIODIQUE balance 0/30 Kg max.70U365"]
["EXOPLCMT14","Enreg temp étuve OPLETUV02 / OPLUR01","U_SANS   PREVENTIF","Sans   préventif","MC","AR","U601OPL","AR",null,"3000-01-01",0,1,0,null,null,"BIOMED_ULIS","EXOPLCMT14Enreg temp étuve OPLETUV02 / OPLUR01U_SANS   PREVENTIFSans   préventifAR"]
["EXALBPV04","Vanne entrée haute filtre presse","U_SANS   PREVENTIF","Sans   préventif","MC","AR","U440","AR",null,"3000-01-01",0,1,0,null,null,"BIOMED_ULIS","EXALBPV04Vanne entrée haute filtre presseU_SANS   PREVENTIFSans   préventifAR"]
["WFIFCS101","Débitmètre retour boucle n°1","U_SANS   PREVENTIF","Sans   préventif","MC","AR","U236WFI","AR",null,"3000-01-01",0,1,0,null,null,"BIOMED_ULIS","WFIFCS101Débitmètre retour boucle n°1U_SANS   PREVENTIFSans   préventifAR"]
["AC63CT63","Caisson de traitement d'air 11RC35","U_CLIM000002","Maintenance caisson de climatisation","MPS","DEF","U222AC","10U","421 434,00","2050-01-01",0,1,0,null,null,"BIOMED_ULIS","AC63CT63Caisson de traitement d'air 11RC35U_CLIM000002Maintenance caisson de climatisation10U"]
["NEP04CMW01","Pesage cuve NEP04R01","U_METROLOGIE    13","Vérification CURATIVE pesons","MC","DEF","U236NEP","11U","609 755,00","3000-01-01",0,1,0,null,null,"BIOMED_ULIS","NEP04CMW01Pesage cuve NEP04R01U_METROLOGIE    13Vérification CURATIVE pesons11U"]
["NEP09CMC01","Mesure conductivité retour NEP09ST09","U_METROLOGIE    18","Vérification CURATIVE conductivité circuit","MC","DEF","U236NEP","11U","516 893,00","3000-01-01",0,1,0,null,null,"BIOMED_ULIS","NEP09CMC01Mesure conductivité retour NEP09ST09U_METROLOGIE    18Vérification CURATIVE conductivité circuit11U"]
["BAT08RC102","Atelier centrifugation immunoglobuline","U_CURA026134","Pression pièce + température","MC","AR","U200BATP","AR",null,"3000-01-01",0,1,0,null,null,"BIOMED_ULIS","BAT08RC102Atelier centrifugation immunoglobulineU_CURA026134Pression pièce + températureAR"]
["AC71CL02","Climatiseur bureau étude 10116","U_CLIM000207","Maintenance climatiseur","MPS","DEF","U222AC","10U","85 917,00","2049-06-30",0,1,0,null,null,"BIOMED_ULIS","AC71CL02Climatiseur bureau étude 10116U_CLIM000207Maintenance climatiseur10U"]
["CHACMW02","Masse autocontrôle 100g ZI72","U_METROLOGIE    26","Vérification CURATIVE labo extérieur","MC","DEF","U624UAP","11U",null,"2030-12-31",0,1,0,null,null,"BIOMED_ULIS","CHACMW02Masse autocontrôle 100g ZI72U_METROLOGIE    26Vérification CURATIVE labo extérieur11U"]
["WFICMP17","Affichage pression ciel WFIT0001","U_METR000015","Vérification PERIODIQUE pression","MPS","DEF","U236WFI","11U","604 299,00","2025-07-28",3,1,0,730,0,"BIOMED_ULIS","WFICMP17Affichage pression ciel WFIT0001U_METR000015Vérification PERIODIQUE pression11U730"]
["PWCMP401","Mesure pression colonne eau + ciel PWR06","U_METR000015","Vérification PERIODIQUE pression","MPS","DEF","U236PW","11U","604 292,00","2025-07-28",3,1,0,730,0,"BIOMED_ULIS","PWCMP401Mesure pression colonne eau + ciel PWR06U_METR000015Vérification PERIODIQUE pression11U730"]
["EXAC07CMT01","Enregist. température pièce 8RC99","U_SANS   PREVENTIF","Sans   préventif","MC","AR","U222AC","AR",null,"3000-01-01",0,1,0,null,null,"BIOMED_ULIS","EXAC07CMT01Enregist. température pièce 8RC99U_SANS   PREVENTIFSans   préventifAR"]
["WWSBD02","Réseau 1 refroidissement effluents NEP","U_PROC000034","Maintenance réseau rejets NEP","MPS","DEF","U235WW","11U",null,"2049-12-31",0,1,0,null,null,"BIOMED_ULIS","WWSBD02Réseau 1 refroidissement effluents NEPU_PROC000034Maintenance réseau rejets NEP11U"]
["UPILCMT15","Enreg + affich temp boucle n°3 CRDCF1254","U_METROLOGIE    12","Vérification CURATIVE température","MC","DEF","U851","70U",null,"3000-01-01",0,1,0,null,null,"BIOTECH_ULIS","UPILCMT15Enreg + affich temp boucle n°3 CRDCF1254U_METROLOGIE    12Vérification CURATIVE température70U"]
["CASBD101","Sous boucle air comprimé NEP","U_PROC000030","Maint. boucle distrib. fluides","MPS","DEF","U222CA","11U","603 935,00","2026-08-06",3,1,0,156,1,"BIOMED_ULIS","CASBD101Sous boucle air comprimé NEPU_PROC000030Maint. boucle distrib. fluides11U156"]
["WWCP03","Pompe relevage effluent cuve 03","U_MECA000115","Maintenance pompe DIN-TEX","MPS","DEF","U235WW","11U",null,"2049-12-31",0,1,0,null,null,"BIOMED_ULIS","WWCP03Pompe relevage effluent cuve 03U_MECA000115Maintenance pompe DIN-TEX11U"]
["MCBCMT20","Indication thermocouple MCBU01 n°97-5","U_METR000012","Vérification PERIODIQUE température","MPS","DEF","U640MCB","21U","610 674,00","2024-09-06",3,1,0,52,1,"BIOMED_ULIS","MCBCMT20Indication thermocouple MCBU01 n°97-5U_METR000012Vérification PERIODIQUE température21U52"]
["ACA4","Air climatisé recherche et dévelop. B1","U_DOC000001","Mise à jour documentaire","MPS","AR","U222AC","30U",null,"3000-01-01",0,1,0,null,null,"BIOTECH_ULIS","ACA4Air climatisé recherche et dévelop. B1U_DOC000001Mise à jour documentaire30U"]
["AC54","Air climatisé services techniques B10","U_DOC000001","Mise à jour documentaire","MPS","AR","U222AC","30U",null,"3000-01-01",0,1,0,null,null,"BIOMED_ULIS","AC54Air climatisé services techniques B10U_DOC000001Mise à jour documentaire30U"]
["ALBTAMPON","Unité de préparation et envoi tampons","U_DOC000001","Mise à jour documentaire","MPS","AR","U440","30U",null,"3000-01-01",0,1,0,null,null,"BIOMED_ULIS","ALBTAMPONUnité de préparation et envoi tamponsU_DOC000001Mise à jour documentaire30U"]
["BAT08ARM02","Contrôle pressions zac centrale pesée","U_DOC000001","Mise à jour documentaire","MPS","AR","U400","30U",null,"3000-01-01",0,1,0,null,null,"BIOMED_ULIS","BAT08ARM02Contrôle pressions zac centrale peséeU_DOC000001Mise à jour documentaire30U"]
["BCHEQUIP","Equipements spécifiques de biochimie","U_DOC000001","Mise à jour documentaire","MPS","AR","U624UAP","30U",null,"3000-01-01",0,1,0,null,null,"BIOMED_ULIS","BCHEQUIPEquipements spécifiques de biochimieU_DOC000001Mise à jour documentaire30U"]
["EXCHABOX05","Box prélèvement n°5 sous flux laminaire","U_DOC000001","Mise à jour documentaire","MPS","AR","U624UAP","30U",null,"3000-01-01",0,1,0,null,null,"BIOMED_ULIS","EXCHABOX05Box prélèvement n°5 sous flux laminaireU_DOC000001Mise à jour documentaire30U"]
["DE3BD01","Boucle circuit de refroidissement GAMC22","U_DOC000001","Mise à jour documentaire","MPS","AR","U441","30U",null,"3000-01-01",0,1,0,null,null,"BIOMED_ULIS","DE3BD01Boucle circuit de refroidissement GAMC22U_DOC000001Mise à jour documentaire30U"]
["EPL2POSTG","Enregistrement plasma poste G","U_DOC000001","Mise à jour documentaire","MPS","AR","U406","30U",null,"3000-01-01",0,1,0,null,null,"BIOMED_ULIS","EPL2POSTGEnregistrement plasma poste GU_DOC000001Mise à jour documentaire30U"]
["GAMUR02","Enregistreur temp réacteurs uf gamma","U_DOC000001","Mise à jour documentaire","MPS","AR","U441","30U",null,"3000-01-01",0,1,0,null,null,"BIOMED_ULIS","GAMUR02Enregistreur temp réacteurs uf gammaU_DOC000001Mise à jour documentaire30U"]
["HNOBD003","Stockage et distrib. acide nitrique","U_DOC000001","Mise à jour documentaire","MPS","AR","U236NEP","30U",null,"3000-01-01",0,1,0,null,null,"BIOMED_ULIS","HNOBD003Stockage et distrib. acide nitriqueU_DOC000001Mise à jour documentaire30U"]
["MGGEQUIP","Equipements spécif. magasin général","U_DOC000001","Mise à jour documentaire","MPS","AR","U168","30U",null,"3000-01-01",0,1,0,null,null,"BIOMED_ULIS","MGGEQUIPEquipements spécif. magasin généralU_DOC000001Mise à jour documentaire30U"]
["EXOPLCONG08","Congélateur -20°C n°08 Echantillons","U_DOC000001","Mise à jour documentaire","MPS","AR","U601OPL","30U",null,"3000-01-01",0,1,0,null,null,"BIOMED_ULIS","EXOPLCONG08Congélateur -20°C n°08 EchantillonsU_DOC000001Mise à jour documentaire30U"]
["PESBD03","Sous boucle éthanol soutirage libre","U_DOC000001","Mise à jour documentaire","MPS","AR","U236PE","30U",null,"3000-01-01",0,1,0,null,null,"BIOMED_ULIS","PESBD03Sous boucle éthanol soutirage libreU_DOC000001Mise à jour documentaire30U"]
["RF11","Production n°1 fluide frigorigène -40°C","U_DOC000001","Mise à jour documentaire","MPS","AR","U222RF","30U",null,"3000-01-01",0,1,0,null,null,"BIOMED_ULIS","RF11Production n°1 fluide frigorigène -40°CU_DOC000001Mise à jour documentaire30U"]
["RF20","Production fluide frigorigène GW1/2","U_DOC000001","Mise à jour documentaire","MPS","AR","U222RF","30U",null,"3000-01-01",0,1,0,null,null,"BIOMED_ULIS","RF20Production fluide frigorigène GW1/2U_DOC000001Mise à jour documentaire30U"]
["EXSFISBD25","Ss boucle autoclave AU3","U_DOC000001","Mise à jour documentaire","MPS","AR","U236SFI","30U",null,"3000-01-01",0,1,0,null,null,"BIOMED_ULIS","EXSFISBD25Ss boucle autoclave AU3U_DOC000001Mise à jour documentaire30U"]
["EXETALCMT160","Temp. Testostor cap ext. N°40400000030","U_DOC000001","Mise à jour documentaire","MPS","AR","U720","30U",null,"3000-01-01",0,1,0,null,null,"BIOMED_ULIS","EXETALCMT160Temp. Testostor cap ext. N°40400000030U_DOC000001Mise à jour documentaire30U"]
["TECHUR07","Centrale TESTO 176T3 n° 40600648107","U_DOC000001","Mise à jour documentaire","MPS","AR","U720","30U",null,"3000-01-01",0,1,0,null,null,"BIOMED_ULIS","TECHUR07Centrale TESTO 176T3 n° 40600648107U_DOC000001Mise à jour documentaire30U"]
["UDP1UR04","Enregistreur","U_DOC000001","Mise à jour documentaire","MPS","AR","U851","30U",null,"3000-01-01",0,1,0,null,null,"BIOTECH_ULIS","UDP1UR04EnregistreurU_DOC000001Mise à jour documentaire30U"]
["UDP3EQUIP","Equipements  unité de dévelop.procédé 3","U_DOC000001","Mise à jour documentaire","MPS","AR","U851","30U",null,"3000-01-01",0,1,0,null,null,"BIOTECH_ULIS","UDP3EQUIPEquipements  unité de dévelop.procédé 3U_DOC000001Mise à jour documentaire30U"]
["EXRIMC07","Centrifugeuse JOUAN CR41","U_SANS   PREVENTIF","Sans   préventif","MC","AR","U624UAP","AR","78 383,00","3000-01-01",0,1,0,null,null,"BIOMED_ULIS","EXRIMC07Centrifugeuse JOUAN CR41U_SANS   PREVENTIFSans   préventifAR"]
["EXRIMC08","Centrifugeuse JOUAN GR41","U_SANS   PREVENTIF","Sans   préventif","MC","AR","U624UAP","AR","78 384,00","3000-01-01",0,1,0,null,null,"BIOMED_ULIS","EXRIMC08Centrifugeuse JOUAN GR41U_SANS   PREVENTIFSans   préventifAR"]
["WFICMC19","Affichage conductivité WFISBD108","U_METR000018","Vérif. PERIODIQUE mesure conductivité circuit","MPS","DEF","U236WFI","11U","619 158,00","2024-12-07",3,1,0,52,1,"BIOMED_ULIS","WFICMC19Affichage conductivité WFISBD108U_METR000018Vérif. PERIODIQUE mesure conductivité circuit11U52"]
["RF03RHC05","Compresseur frigorifique n°5 - 8° C","U_FROI000026","Maintenance compresseur D4DL5-150X-AWM/D","MPS","DEF","U222RF","10U","100 433,00","3000-01-01",0,1,0,null,null,"BIOMED_ULIS","RF03RHC05Compresseur frigorifique n°5 - 8° CU_FROI000026Maintenance compresseur D4DL5-150X-AWM/D10U"]
["MGPGER03","Gerbeur électrique n°3","U_LEVA000014","Maintenance gerbeur transpalette","MPS","DEF","U406","15U","632 092,00","2024-09-21",3,30,0,26,1,"BIOMED_ULIS","MGPGER03Gerbeur électrique n°3U_LEVA000014Maintenance gerbeur transpalette15U26"]
["ACCV013","Caisson ventilation salle machines RF03","U_CLIM000205","Maintenance extraction / ventilation","MPS","DEF","U200BATP","10U","651 305,00","2025-09-07",3,1,0,52,1,"BIOMED_ULIS","ACCV013Caisson ventilation salle machines RF03U_CLIM000205Maintenance extraction / ventilation10U52"]
["EXAC01CE008","Caisson d'extraction laverie alb fp","U_SANS   PREVENTIF","Sans   préventif","MC","AR","U222AC","AR",null,"3000-01-01",0,1,0,null,null,"BIOMED_ULIS","EXAC01CE008Caisson d'extraction laverie alb fpU_SANS   PREVENTIFSans   préventifAR"]
["EXTECHCMT20","Collecteur T°C EBRO n°22093","U_SANS   PREVENTIF","Sans   préventif","MC","AR","U720","AR",null,"3000-01-01",0,1,0,null,null,"BIOMED_ULIS",{"$f":"_xlfn.TEXTJOIN(\"\",TRUE,A3970:D3970,H3970,N3970)","v":"EXTECHCMT20Collecteur T°C EBRO n°22093U_SANS   PREVENTIFSans   préventifAR"}]
["BAT0101","Bâtiment 1 1étage","U_CURA030333","Descriptif","MC","AR","S244","AR",null,"3000-01-01",0,1,0,null,null,"BIOMED_ULIS","BAT0101Bâtiment 1 1étageU_CURA030333DescriptifAR"]
["NEP01CMT01","Mesure température retour NEP01ST01","U_METR000012","Vérification PERIODIQUE température","MPS","DEF","U236NEP","11U","643 563,00","2025-05-07",3,1,0,52,1,"BIOMED_ULIS","NEP01CMT01Mesure température retour NEP01ST01U_METR000012Vérification PERIODIQUE température11U52"]
["WFICMF11","Affichage débit sous boucle SBD105","U_METROLOGIE    11","Vérification CURATIVE de débit","MC","DEF","U236WFI","11U","489 309,00","2050-01-01",0,1,0,null,null,"BIOMED_ULIS","WFICMF11Affichage débit sous boucle SBD105U_METROLOGIE    11Vérification CURATIVE de débit11U"]
["NEP04CMW01","Pesage cuve NEP04R01","U_METR000013","Vérification PERIODIQUE température","MPS","DEF","U236NEP","11U","648 239,00","2025-07-07",3,1,0,52,1,"BIOMED_ULIS","NEP04CMW01Pesage cuve NEP04R01U_METR000013Vérification PERIODIQUE température11U52"]
["PWCMC401","Affichage conductivité s/boucle PWSBD400","U_METR000018","Vérif. PERIODIQUE mesure conductivité circuit","MPS","DEF","U236PW","11U","648 718,00","2025-07-07",3,1,0,52,1,"BIOMED_ULIS","PWCMC401Affichage conductivité s/boucle PWSBD400U_METR000018Vérif. PERIODIQUE mesure conductivité circuit11U52"]
["NEP06CMQ01","Comptage eau ppi / pw ( % MW10 )","U_METROLOGIE    30","Vérification CURATIVE de comptage","MC","DEF","U236NEP","11U","526 398,00","3000-01-01",0,1,0,null,null,"BIOMED_ULIS","NEP06CMQ01Comptage eau ppi / pw ( % MW10 )U_METROLOGIE    30Vérification CURATIVE de comptage11U"]
["EXETALCMT78","Température voie 2 / TECHUR08","U_METROLOGIE    12","Vérification CURATIVE température","MC","DEF","U720","50U","141 089,00","3000-01-01",0,1,0,null,null,"BIOMED_ULIS","EXETALCMT78Température voie 2 / TECHUR08U_METROLOGIE    12Vérification CURATIVE température50U"]
["EXETALCMT79","Température voie 3 / TECHUR08","U_METR000012","Vérification PERIODIQUE température","MPS","DEF","U720","50U","472 435,00","2049-06-14",0,1,0,null,null,"BIOMED_ULIS","EXETALCMT79Température voie 3 / TECHUR08U_METR000012Vérification PERIODIQUE température50U"]
["EXGAMCMP02","Enreg press aval filtration cuno/GAMUR04","U_CURA031421","PREVENTIF POUR LOT S37","MC","AR","U441","AR",null,"3000-01-01",0,1,0,null,null,"BIOMED_ULIS","EXGAMCMP02Enreg press aval filtration cuno/GAMUR04U_CURA031421PREVENTIF POUR LOT S37AR"]
["AC27F13","Filtration terminale clim présas 8RC51","U_CLIM000138","Remplacement filtre HEPA","MPS","CLIM","U222AC","10U","444 765,00","2025-07-20",2,1,0,"2 190,00",0,"BIOMED_ULIS","AC27F13Filtration terminale clim présas 8RC51U_CLIM000138Remplacement filtre HEPA10U2 190,00"]
["NEP01PV10","Vanne intro  PLAT001","U_SANS   PREVENTIF","Sans   préventif","MC","DEF","U236NEP","11U",null,"2049-12-31",0,1,0,null,null,"BIOMED_ULIS","NEP01PV10Vanne intro  PLAT001U_SANS   PREVENTIFSans   préventif11U"]
["EXMGGCMT40","Ind. T°C themo-tracer n°4C000000136AB721","U_SANS   PREVENTIF","Sans   préventif","MC","AR","U168","AR",null,"3000-01-01",0,1,0,null,null,"BIOMED_ULIS","EXMGGCMT40Ind. T°C themo-tracer n°4C000000136AB721U_SANS   PREVENTIFSans   préventifAR"]
["EXMCBCOLG14","Collecteur de germes Merck n°77970","U_METR000026","Vérification PERIODIQUE labo extérieur","MPS","DEF","U640MCB","21U","584 134,00","2049-01-10",0,1,0,null,null,"BIOMED_ULIS","EXMCBCOLG14Collecteur de germes Merck n°77970U_METR000026Vérification PERIODIQUE labo extérieur21U"]
["RF12RHC02","Moto compresseur n°2 circuit n°2 -40°C","U_FROI000012","Maint. 15 000 h comp. 8XF880","MPS","DEF","U222RF","10U","46 099,00","3000-01-01",0,1,0,null,null,"BIOMED_ULIS","RF12RHC02Moto compresseur n°2 circuit n°2 -40°CU_FROI000012Maint. 15 000 h comp. 8XF88010U"]
["WFICMQ02","Compt poste soutirage 8RC142 WFISBD103","U_METR000030","Vérification PERIODIQUE de comptage","MPS","DEF","U236WFI","11U","648 735,00","2025-07-09",3,1,0,52,1,"BIOMED_ULIS","WFICMQ02Compt poste soutirage 8RC142 WFISBD103U_METR000030Vérification PERIODIQUE de comptage11U52"]
["PE10CMP202","Affichage pression cuve étha n°2","U_METR000015","Vérification PERIODIQUE pression","MPS","DEF","U236PE","11U","619 165,00","2024-12-08",3,1,0,52,1,"BIOMED_ULIS","PE10CMP202Affichage pression cuve étha n°2U_METR000015Vérification PERIODIQUE pression11U52"]
["RF11RHC01","Moto compresseur n°1 circuit n°1 -40°C","U_FROI000011","Maintenance compresseur frig 88 Compound","MPC","DEF","U222RF","10U","125 394,00","3000-01-01",0,1,0,null,null,"BIOMED_ULIS","RF11RHC01Moto compresseur n°1 circuit n°1 -40°CU_FROI000011Maintenance compresseur frig 88 Compound10U"]
["GN01HV101","Vanne manu isolement amont GN01F101","U_SANS   PREVENTIF","Sans   préventif","MC","DEF","U236DIV","AR",null,"2049-12-31",0,1,0,null,null,"BIOMED_ULIS","GN01HV101Vanne manu isolement amont GN01F101U_SANS   PREVENTIFSans   préventifAR"]
["DWHV102","Van. manu. dégazage cuve 1","U_SANS   PREVENTIF","Sans   préventif","MC","DEF","U236PE","AR",null,"2049-12-31",0,1,0,null,null,"BIOMED_ULIS","DWHV102Van. manu. dégazage cuve 1U_SANS   PREVENTIFSans   préventifAR"]
["ALBCMW08","Masse autocontrôle de 10kg n° ZO 68","U_METR000032","Vérif. périodique masse autocontrôle","MPS","DEF","U440","11U","627 792,00","2025-02-10",3,1,0,52,1,"BIOMED_ULIS","ALBCMW08Masse autocontrôle de 10kg n° ZO 68U_METR000032Vérif. périodique masse autocontrôle11U52"]
["UDA2CMW01","Masse autocontrôle 10g ZI 288","U_METR000032","Vérif. périodique masse autocontrôle","MPS","DEF","U855","70U","633 688,00","2025-02-10",3,61,0,52,1,"BIOTECH_ULIS","UDA2CMW01Masse autocontrôle 10g ZI 288U_METR000032Vérif. périodique masse autocontrôle70U52"]
["BAT02","Bâtiment 2","U_CURA033827","PROBLEME DE BRANCHEMENT DU FAX +TELEPHON","MC","AR","S244","AR",null,"3000-01-01",0,1,0,null,null,"BIOMED_ULIS","BAT02Bâtiment 2U_CURA033827PROBLEME DE BRANCHEMENT DU FAX +TELEPHONAR"]
["GW20","Circuit de refroidissement GAMR20 (GW2)","U_SANS   PREVENTIF","Sans   préventif","MC","DEF","U222GW","AR",null,"2049-12-31",0,1,0,null,null,"BIOMED_ULIS","GW20Circuit de refroidissement GAMR20 (GW2)U_SANS   PREVENTIFSans   préventifAR"]
["UDP2CMW01","Masse autocontrôle de 200g n°821M1","U_METROLOGIE    32","Vérif. CURATIVE masse autocontrôle","MC","DEF","U851","11U","49 649,00","3000-01-01",0,1,0,null,null,"BIOTECH_ULIS","UDP2CMW01Masse autocontrôle de 200g n°821M1U_METROLOGIE    32Vérif. CURATIVE masse autocontrôle11U"]
["GAMCMF51","Affichage débit entrée carters","U_METROLOGIE    30","Vérification CURATIVE de comptage","MC","DEF","U441","11U","562 913,00","3000-01-01",0,1,0,null,null,"BIOMED_ULIS","GAMCMF51Affichage débit entrée cartersU_METROLOGIE    30Vérification CURATIVE de comptage11U"]
["WECML51","Affichage niveau cuve WER04","U_METROLOGIE    24","Vérification CURATIVE de niveau","MC","DEF","U441","11U","562 925,00","3000-01-01",0,1,0,null,null,"BIOMED_ULIS","WECML51Affichage niveau cuve WER04U_METROLOGIE    24Vérification CURATIVE de niveau11U"]
["UDA2AV03","Armoire chimique","U_CLIM000135","Maintenance armoire ventilée","MPS","DEF","U880","70U","636 039,00","2025-03-14",3,1,0,365,0,"BIOTECH_ULIS","UDA2AV03Armoire chimiqueU_CLIM000135Maintenance armoire ventilée70U365"]
["PWCMT302","Affi. température PW entrée colonne n°1","U_METR000012","Vérification PERIODIQUE température","MPS","DEF","U236WFI","11U","648 757,00","2025-07-10",3,1,0,52,1,"BIOMED_ULIS","PWCMT302Affi. température PW entrée colonne n°1U_METR000012Vérification PERIODIQUE température11U52"]
["WFICMT315","Affi. temp. vap pure entrée colonne n°6","U_METR000012","Vérification PERIODIQUE température","MPS","DEF","U236WFI","11U","648 766,00","2025-07-10",3,1,0,52,1,"BIOMED_ULIS","WFICMT315Affi. temp. vap pure entrée colonne n°6U_METR000012Vérification PERIODIQUE température11U52"]
["BCHCMW03","Masse autocontrole 500mg à lamelle","U_METROLOGIE    32","Vérif. CURATIVE masse autocontrôle","MC","DEF","U624UAP","11U",null,"2030-12-31",0,1,0,null,null,"BIOMED_ULIS","BCHCMW03Masse autocontrole 500mg à lamelleU_METROLOGIE    32Vérif. CURATIVE masse autocontrôle11U"]
["EXUDP1CMW05","Masse autocontrôle de 1g ZN504","U_METR000032","Vérif. périodique masse autocontrôle","MPS","DEF","U851","70U","587 257,00","2049-12-26",0,61,0,null,null,"BIOTECH_ULIS","EXUDP1CMW05Masse autocontrôle de 1g ZN504U_METR000032Vérif. périodique masse autocontrôle70U"]
["EXRIMCMT35","Enreg temp partie réf. RIMREF09/BAT01ARM02","U_METROLOGIE    12","Vérification CURATIVE température","MC","DEF","U624UAP","22U","102 445,00","3000-01-01",0,1,0,null,null,"BIOMED_ULIS","EXRIMCMT35Enreg temp partie réf. RIMREF09/BAT01ARM02U_METROLOGIE    12Vérification CURATIVE température22U"]
["GAMCMT21","Affichage température cuve GAMR018","U_METROLOGIE    12","Vérification CURATIVE température","MC","DEF","U441","11U","52 850,00","3000-01-01",0,1,0,null,null,"BIOMED_ULIS","GAMCMT21Affichage température cuve GAMR018U_METROLOGIE    12Vérification CURATIVE température11U"]
["MFPRCMT23","Enreg. T° refroid. de régul. 1 MFPRLYO01","U_METROLOGIE    12","Vérification CURATIVE température","MC","DEF","U868","11U","53 452,00","3000-01-01",0,1,0,null,null,"BIOTECH_ULIS","MFPRCMT23Enreg. T° refroid. de régul. 1 MFPRLYO01U_METROLOGIE    12Vérification CURATIVE température11U"]
["WFICMF15","Affichage Débit du FCS13 de SBD202","U_METR000011","Vérification PERIODIQUE de débit","MPS","DEF","U236WFI","11U","619 254,00","2024-12-14",3,1,0,52,1,"BIOMED_ULIS","WFICMF15Affichage Débit du FCS13 de SBD202U_METR000011Vérification PERIODIQUE de débit11U52"]
["WFICMQ12","Affichage comptage s/ boucle SBD103","U_METR000030","Vérification PERIODIQUE de comptage","MPS","DEF","U236WFI","11U","648 814,00","2025-07-15",3,1,0,52,1,"BIOMED_ULIS","WFICMQ12Affichage comptage s/ boucle SBD103U_METR000030Vérification PERIODIQUE de comptage11U52"]
["PLAPV51","Vanne évent cuve PLAT001","U_CURATIF","Urgent","MC","AR","U420","AR","54 566,00","3000-01-01",0,1,0,null,null,"BIOMED_ULIS","PLAPV51Vanne évent cuve PLAT001U_CURATIFUrgentAR"]
["EXMCBCMT25","Indication temp réfrigérateur MCBREF03","U_SANS   PREVENTIF","Sans   préventif","MC","AR","U640MCB","AR",null,"3000-01-01",0,1,0,null,null,"BIOMED_ULIS","EXMCBCMT25Indication temp réfrigérateur MCBREF03U_SANS   PREVENTIFSans   préventifAR"]
["EXUNFGSVM02","Agitateur avec plateforme magnétique","U_SANS   PREVENTIF","Sans   préventif","MC","AR","U868","AR",null,"2049-12-27",0,1,0,null,null,"BIOTECH_ULIS","EXUNFGSVM02Agitateur avec plateforme magnétiqueU_SANS   PREVENTIFSans   préventifAR"]
["PAAV02","Armoir stockage ventilée sous paillasse","U_CLIM000135","Maintenance armoire ventilée","MPS","DEF","U880","70U","636 027,00","2025-03-13",3,1,0,365,0,"BIOTECH_ULIS","PAAV02Armoir stockage ventilée sous paillasseU_CLIM000135Maintenance armoire ventilée70U365"]
["CHASOR07","Hotte chimique recirculation solvant","U_CLIM000136","Maintenance sorbonne","MPS","AUTR","U624UAP","22U","649 462,00","2025-07-29",3,1,0,365,0,"BIOMED_ULIS","CHASOR07Hotte chimique recirculation solvantU_CLIM000136Maintenance sorbonne22U365"]
["ACA4VC51","Ventilo-convecteur laboratoire 1224","U_CLIM000207","Maintenance climatiseur","MPS","DEF","U222AC","10U","83 240,00","2049-06-25",0,1,0,null,null,"BIOTECH_ULIS","ACA4VC51Ventilo-convecteur laboratoire 1224U_CLIM000207Maintenance climatiseur10U"]
["RF14ACC02","Aéro condenseur circuit n°4 -40°C","U_FROI000027","Nettoyage des aéro-condenseurs","MPS","DEF","U222RF","10U","644 772,00","2025-06-16",3,1,0,365,0,"BIOMED_ULIS","RF14ACC02Aéro condenseur circuit n°4 -40°CU_FROI000027Nettoyage des aéro-condenseurs10U365"]
["GW76CMT01","Régulation + Affichage calo. ALBR006","U_METR000012","Vérification PERIODIQUE température","MPS","DEF","U222GW","11U","655 716,00","2025-10-23",3,1,0,52,1,"BIOMED_ULIS","GW76CMT01Régulation + Affichage calo. ALBR006U_METR000012Vérification PERIODIQUE température11U52"]
["ALBCMW10","Masse autocontrôle de 10kg n° ZS 50","U_METR000032","Vérif. périodique masse autocontrôle","MPS","DEF","U440","11U","627 793,00","2025-02-10",3,1,0,52,1,"BIOMED_ULIS","ALBCMW10Masse autocontrôle de 10kg n° ZS 50U_METR000032Vérif. périodique masse autocontrôle11U52"]
["GAMTJ","Tableau entrée cunos GAMF01 / GAMF02","U_PROC000052","Remplacement des joints du tableau de pontage","MPS","DEF","U441","11U","618 200,00","2024-11-11",3,1,0,52,1,"BIOMED_ULIS","GAMTJTableau entrée cunos GAMF01 / GAMF02U_PROC000052Remplacement des joints du tableau de pontage11U52"]
["RF051ACC01","Aéro condenseur RF051","U_FROI000027","Nettoyage des aéro-condenseurs","MPS","DEF","U222RF","10U","122 108,00","2049-04-26",0,60,0,null,null,"BIOMED_ULIS","RF051ACC01Aéro condenseur RF051U_FROI000027Nettoyage des aéro-condenseurs10U"]
["EXNEP01PLC01","Automate gestion station NEP01","U_PROC000053","Remplacement pile automate TSX","MPS","DEF","U236NEP","11U","479 632,00","2049-01-01",0,1,0,null,null,"BIOMED_ULIS","EXNEP01PLC01Automate gestion station NEP01U_PROC000053Remplacement pile automate TSX11U"]
["PLAEQUIP","Equipements spécifiques plasma","U_CHLI000001","Check List contrôles avant redémarrage","CON","AUTR","U410","11U","660 761,00","3000-01-01",0,1,0,null,null,"BIOMED_ULIS","PLAEQUIPEquipements spécifiques plasmaU_CHLI000001Check List contrôles avant redémarrage11U"]
["NEP10ST10","Station de nettoyage en place n°10","U_PROC000033","Maintenance station et réseau NEP","MPS","DEF","U236NEP","11U","619 202,00","2024-12-12",3,1,0,52,1,"BIOMED_ULIS","NEP10ST10Station de nettoyage en place n°10U_PROC000033Maintenance station et réseau NEP11U52"]
["UDP3CMP14","Capteur pression voie 4 UDP3UR03","U_METROLOGIE    15","Vérification CURATIVE pression","MC","DEF","U851","70U","408 602,00","2050-01-01",0,1,0,null,null,"BIOTECH_ULIS","UDP3CMP14Capteur pression voie 4 UDP3UR03U_METROLOGIE    15Vérification CURATIVE pression70U"]
["NEP10CMF01","Mesure debit depart NEP10ST10","U_METROLOGIE    11","Vérification CURATIVE de débit","MC","DEF","U236NEP","11U","526 428,00","3000-01-01",0,1,0,null,null,"BIOMED_ULIS",{"$f":"_xlfn.TEXTJOIN(\"\",TRUE,A4866:D4866,H4866,N4866)","v":"NEP10CMF01Mesure debit depart NEP10ST10U_METROLOGIE    11Vérification CURATIVE de débit11U"}]
["DPLACMT66","Collecteur mesures DataWatch n°0822-139","U_METROLOGIE    12","Vérification CURATIVE température","MC","DEF","U670","40U","59 994,00","3000-01-01",0,1,0,null,null,"BIOMED_ULIS","DPLACMT66Collecteur mesures DataWatch n°0822-139U_METROLOGIE    12Vérification CURATIVE température40U"]
["DPLACMT67","Collecteur mesures DataWatch n°0822-140","U_METROLOGIE    12","Vérification CURATIVE température","MC","DEF","U670","40U","61 956,00","3000-01-01",0,1,0,null,null,"BIOMED_ULIS","DPLACMT67Collecteur mesures DataWatch n°0822-140U_METROLOGIE    12Vérification CURATIVE température40U"]
["PLAPV03","Vanne envoi produit vers réacteurs albumine","U_SANS   PREVENTIF","Sans   préventif","MC","AR","U410","AR",null,"2049-12-28",0,1,0,null,null,"BIOMED_ULIS","PLAPV03Vanne envoi produit vers réacteurs albumineU_SANS   PREVENTIFSans   préventifAR"]
["MFPRCMP05","Enreg. Vide cuve (chambre) MFPRLYO01","U_METR000015","Vérification PERIODIQUE pression","MPS","DEF","U868","70U","621 627,00","2025-03-28",3,1,0,365,0,"BIOTECH_ULIS","MFPRCMP05Enreg. Vide cuve (chambre) MFPRLYO01U_METR000015Vérification PERIODIQUE pression70U365"]
["RF40ACC01","Condenseur circuit RF40 GW3/4","U_FROI000027","Nettoyage des aéro-condenseurs","MPS","AR","U222RF","10U","644 785,00","2025-06-16",3,1,0,365,0,"BIOMED_ULIS","RF40ACC01Condenseur circuit RF40 GW3/4U_FROI000027Nettoyage des aéro-condenseurs10U365"]
["WFICMQ24","Mesure de comptage soutirage tableau ALBTP","U_METROLOGIE    30","Vérification CURATIVE de comptage","MC","DEF","U236WFI","11U","577 181,00","3000-01-01",0,1,0,null,null,"BIOMED_ULIS","WFICMQ24Mesure de comptage soutirage tableau ALBTPU_METROLOGIE    30Vérification CURATIVE de comptage11U"]
["ALBCMW25","Pesage cuve sortie ALBR19","U_METROLOGIE    13","Vérification CURATIVE pesons","MC","METR","U440","11U","609 719,00","3000-01-01",0,1,0,null,null,"BIOMED_ULIS","ALBCMW25Pesage cuve sortie ALBR19U_METROLOGIE    13Vérification CURATIVE pesons11U"]
["ALBCMW21","Pesage cuve UF ALBR08","U_METROLOGIE    13","Vérification CURATIVE pesons","MC","METR","U440","11U","609 738,00","3000-01-01",0,1,0,null,null,"BIOMED_ULIS","ALBCMW21Pesage cuve UF ALBR08U_METROLOGIE    13Vérification CURATIVE pesons11U"]
["EXUDA1UR08","Electrophorèse capillaire","U_LABO000005","Maintenance préventive","MPS","DEF","U855","70U","459 710,00","3000-01-01",0,1,0,null,null,"BIOTECH_ULIS","EXUDA1UR08Electrophorèse capillaireU_LABO000005Maintenance préventive70U"]
["NEP10CMT02","Regulation temperature depart NEP10ST10","U_METR000012","Vérification PERIODIQUE température","MPS","DEF","U236NEP","11U","619 218,00","2024-12-13",3,1,0,52,1,"BIOMED_ULIS","NEP10CMT02Regulation temperature depart NEP10ST10U_METR000012Vérification PERIODIQUE température11U52"]
["AC19CT19","Caisson de ventilation B4","U_CLIM000002","Maintenance caisson de climatisation","MPS","AR","U222AC","10U","641 482,00","2024-11-09",3,1,0,26,1,"BIOMED_ULIS","AC19CT19Caisson de ventilation B4U_CLIM000002Maintenance caisson de climatisation10U26"]
["AC17F10","Filtration terminale 8P201- 6P6","U_CLIM000138","Remplacement filtre HEPA","MPS","CLIM","U222AC","10U","480 864,00","2026-07-16T15:22:00",2,1,0,"2 190,00",0,"BIOMED_ULIS","AC17F10Filtration terminale 8P201- 6P6U_CLIM000138Remplacement filtre HEPA10U2 190,00"]
["EXDPLACMT64","Collecteur mesures DataWatch n°0822-136","U_METR000012","Vérification PERIODIQUE température","MPS","DEF","U670","40U","628 862,00","2024-09-11",3,1,0,52,1,"BIOMED_ULIS","EXDPLACMT64Collecteur mesures DataWatch n°0822-136U_METR000012Vérification PERIODIQUE température40U52"]
["UDA1GHT03","Générateur pour électrophorèse N° 01040962","U_LABO000007","Vérification périodique","MPS","DEF","U855","70U","636 112,00","2025-03-30",3,1,0,365,0,"BIOTECH_ULIS","UDA1GHT03Générateur pour électrophorèse N° 01040962U_LABO000007Vérification périodique70U365"]
["UDA1CMP02","Manomètre sur bouteille Azote","U_LABO000007","Vérification périodique","MPS","DEF","U855","70U","544 879,00","2025-02-13",3,1,0,156,1,"BIOTECH_ULIS","UDA1CMP02Manomètre sur bouteille AzoteU_LABO000007Vérification périodique70U156"]
["AC77F22","Filtration terminale n°22 clim. 8rc100","U_CLIM000138","Remplacement filtre HEPA","MPS","CLIM","U222AC","10U","617 257,00","2029-12-24",2,1,0,"2 190,00",0,"BIOMED_ULIS","AC77F22Filtration terminale n°22 clim. 8rc100U_CLIM000138Remplacement filtre HEPA10U2 190,00"]
["BAT08CMP104","Enregistrement pression en 8RC104","U_METROLOGIE    15","Vérification CURATIVE pression","MC","DEF","U200BATP","10U","77 791,00","3000-01-01",0,1,0,null,null,"BIOMED_ULIS","BAT08CMP104Enregistrement pression en 8RC104U_METROLOGIE    15Vérification CURATIVE pression10U"]
["ALBR08","Réacteur UF albumine UF2","U_MECA000049","Maintenance annuelle cuve UF","MPS","DEF","U440","11U","648 410,00","2025-07-27",3,1,0,52,1,"BIOMED_ULIS","ALBR08Réacteur UF albumine UF2U_MECA000049Maintenance annuelle cuve UF11U52"]
["ALBFP05","Filtre presse temps IV","U_MECA000101","Maintenance filtre presse et circuit","MPS","DEF","U440","11U","655 647,00","2025-10-11",3,1,0,52,1,"BIOMED_ULIS","ALBFP05Filtre presse temps IVU_MECA000101Maintenance filtre presse et circuit11U52"]
["EXANISVM03","Agitateur chauffant 20 litres","U_SANS   PREVENTIF","Sans   préventif","MC","AR","U881USNC","AR",null,"2030-12-31",0,1,0,null,null,"BIOTECH_ULIS","EXANISVM03Agitateur chauffant 20 litresU_SANS   PREVENTIFSans   préventifAR"]
["EXPW2CMP04","Mesure pression amont filtre 1µm","U_METROLOGIE    15","Vérification CURATIVE pression","MC","DEF","U222PW","11U","156 296,00","3000-01-01",0,1,0,null,null,"BIOMED_ULIS","EXPW2CMP04Mesure pression amont filtre 1µmU_METROLOGIE    15Vérification CURATIVE pression11U"]
["BAT08CMP109","Enregistrement pression en 8RC109","U_METR000015","Vérification PERIODIQUE pression","MPS","DEF","U200BATP","10U","614 481,00","2024-10-11",3,1,0,52,1,"BIOMED_ULIS","BAT08CMP109Enregistrement pression en 8RC109U_METR000015Vérification PERIODIQUE pression10U52"]
["WFICMF21","Affichage debit intro ALBR08","U_METR000011","Vérification PERIODIQUE de débit","MPS","DEF","U236WFI","11U","619 209,00","2024-12-12",3,1,0,52,1,"BIOMED_ULIS","WFICMF21Affichage debit intro ALBR08U_METR000011Vérification PERIODIQUE de débit11U52"]
["EXDPLACMT02","Collecteur COX TRACER n°0432-324","U_METR000012","Vérification PERIODIQUE température","MPS","DEF","U670","40U","377 943,00","2018-05-19",3,1,0,52,1,"BIOMED_ULIS","EXDPLACMT02Collecteur COX TRACER n°0432-324U_METR000012Vérification PERIODIQUE température40U52"]
["EXBAT08MA17","Module analogique","U_SANS   PREVENTIF","Sans   préventif","MC","AR","U200BATP","AR",null,"3000-01-01",0,1,0,null,null,"BIOMED_ULIS","EXBAT08MA17Module analogiqueU_SANS   PREVENTIFSans   préventifAR"]
["UDP5CMW03","Masse autocontrôle de 5g n°ZI333","U_METROLOGIE    32","Vérif. CURATIVE masse autocontrôle","MC","DEF","U851","11U","63 962,00","3000-01-01",0,1,0,null,null,"BIOTECH_ULIS","UDP5CMW03Masse autocontrôle de 5g n°ZI333U_METROLOGIE    32Vérif. CURATIVE masse autocontrôle11U"]
["EXUDA1UR01","Chaine FPLC AKTA 1","U_LABO000007","Vérification périodique","MPS","DEF","U855","70U","135 199,00","3000-01-01",0,1,0,null,null,"BIOTECH_ULIS","EXUDA1UR01Chaine FPLC AKTA 1U_LABO000007Vérification périodique70U"]
["GAMELEV02","Elevateur terres reacteurs 8RC201","U_LEVA000009","Maintenance annuelle table élévatrice","MPS","DEF","U441","15U","632 232,00","2025-07-17",3,30,0,52,1,"BIOMED_ULIS","GAMELEV02Elevateur terres reacteurs 8RC201U_LEVA000009Maintenance annuelle table élévatrice15U52"]
["GAMLAV02","Melangeur","U_MECA000145","Maintenance mélangeur Hexanios","MPS","DEF","U441","11U","603 744,00","2024-07-16",3,1,0,52,1,"BIOMED_ULIS","GAMLAV02MelangeurU_MECA000145Maintenance mélangeur Hexanios11U52"]
["DDPCMT02","Régulation temp. DDPCONG01","U_METROLOGIE    12","Vérification CURATIVE température","MC","DEF","U850","70U","66 035,00","3000-01-01",0,1,0,null,null,"BIOTECH_ULIS","DDPCMT02Régulation temp. DDPCONG01U_METROLOGIE    12Vérification CURATIVE température70U"]
["EXMGPCMT06","Enreg. temp. ambiance CF n°2 / Baron","U_SANS   PREVENTIF","Sans   préventif","MC","AR","U406","AR",null,"3000-01-01",0,1,0,null,null,"BIOMED_ULIS","EXMGPCMT06Enreg. temp. ambiance CF n°2 / BaronU_SANS   PREVENTIFSans   préventifAR"]
["BAT01CMPSS31","Enregistrement pression en 1SS31","U_METR000015","Vérification PERIODIQUE pression","MPS","DEF","U410","10U","632 870,00","2025-03-12",3,1,0,52,1,"BIOMED_ULIS","BAT01CMPSS31Enregistrement pression en 1SS31U_METR000015Vérification PERIODIQUE pression10U52"]
["ALBCMT53","Température sortie filtre press T I+II+III","U_METROLOGIE    12","Vérification CURATIVE température","MC","DEF","U440","10U","487 742,00","2050-01-01",0,1,0,null,null,"BIOMED_ULIS","ALBCMT53Température sortie filtre press T I+II+IIIU_METROLOGIE    12Vérification CURATIVE température10U"]
["SDWCMT12","Température sortie caloporteur fondoir n°2","U_METR000012","Vérification PERIODIQUE température","MPS","DEF","U410","11U","648 789,00","2025-07-12",3,1,0,52,1,"BIOMED_ULIS","SDWCMT12Température sortie caloporteur fondoir n°2U_METR000012Vérification PERIODIQUE température11U52"]
["PLACMT54","Température chambre froide 1SS24","U_METROLOGIE    12","Vérification CURATIVE température","MC","DEF","U410","11U","563 550,00","3000-01-01",0,1,0,null,null,"BIOMED_ULIS","PLACMT54Température chambre froide 1SS24U_METROLOGIE    12Vérification CURATIVE température11U"]
["EXDPLACMT42","Collecteur mesures DataWatch n°0726-168","U_METR000012","Vérification PERIODIQUE température","MPS","DEF","U670","40U","457 251,00","2020-10-02",3,1,0,52,1,"BIOMED_ULIS","EXDPLACMT42Collecteur mesures DataWatch n°0726-168U_METR000012Vérification PERIODIQUE température40U52"]
["WECP05","Pompe vidange bac FP Gamma","U_MECA000147","Maintenance pompe IWAKI MX 400 AV5-E","MC","DEF","U441","11U",null,"2049-12-31",0,1,0,null,null,"BIOMED_ULIS","WECP05Pompe vidange bac FP GammaU_MECA000147Maintenance pompe IWAKI MX 400 AV5-E11U"]
["GAMCMF05","Contrôle enreg. débit fibrinogène TI / GAMUR11","U_METROLOGIE    11","Vérification CURATIVE de débit","MC","DEF","U441","11U","562 062,00","3000-01-01",0,1,0,null,null,"BIOMED_ULIS","GAMCMF05Contrôle enreg. débit fibrinogène TI / GAMUR11U_METROLOGIE    11Vérification CURATIVE de débit11U"]
["ALBLRP70","Pompe envoi canal UF","U_MECA000148","Maintenance pompe QUATTRO 4000 S","MPS","MECA","U440","11U","652 748,00","2024-09-26",3,1,0,4,1,"BIOMED_ULIS","ALBLRP70Pompe envoi canal UFU_MECA000148Maintenance pompe QUATTRO 4000 S11U4"]
["CBSPC02","Détecteur à barette de diode","U_SANS   PREVENTIF","Sans   préventif","MC","AR","U855","AR",null,"3000-01-01",0,1,0,null,null,"BIOTECH_ULIS","CBSPC02Détecteur à barette de diodeU_SANS   PREVENTIFSans   préventifAR"]
["WFICMT386","Température vapeur pure entrée colonne n°7 du WFIDIST04","U_METR000012","Vérification PERIODIQUE température","MPS","DEF","U236WFI","11U","648 741,00","2025-07-09",3,1,0,52,1,"BIOMED_ULIS","WFICMT386Température vapeur pure entrée colonne n°7 du WFIDIST04U_METR000012Vérification PERIODIQUE température11U52"]
["ALBCMP32","Pression régé. UF2","U_METR000015","Vérification PERIODIQUE pression","MPS","DEF","U440","11U","648 388,00","2025-07-27",3,1,0,52,1,"BIOMED_ULIS","ALBCMP32Pression régé. UF2U_METR000015Vérification PERIODIQUE pression11U52"]
["ALBCMP37","Indication pression cuve ALBR21","U_METR000015","Vérification PERIODIQUE pression","MPS","AR","U440","11U","648 393,00","2025-07-27",3,1,0,52,1,"BIOMED_ULIS","ALBCMP37Indication pression cuve ALBR21U_METR000015Vérification PERIODIQUE pression11U52"]
["EXUDP1CMT25","Indication temp UDP1REF05 partie cong","U_SANS   PREVENTIF","Sans   préventif","MC","AR","U851","AR",null,"3000-01-01",0,1,0,null,null,"BIOTECH_ULIS","EXUDP1CMT25Indication temp UDP1REF05 partie congU_SANS   PREVENTIFSans   préventifAR"]
["RF04ARM01","Armoire électrique automatisme -40°C R&D","U_FROID000002","Maintenance annuelle armoire électrique","MPS","AR","U222RF","10U","78 617,00","2049-09-06",0,1,0,null,null,"BIOMED_ULIS","RF04ARM01Armoire électrique automatisme -40°C R&DU_FROID000002Maintenance annuelle armoire électrique10U"]
["GW5/6ARM01","Armoire électrique eau glycolée GW5/6","U_FROID000001","Maintenance trimestrielle armoire électrique","MPS","AR","U222GW","AR",null,"2049-05-01",0,1,0,null,null,"BIOMED_ULIS","GW5/6ARM01Armoire électrique eau glycolée GW5/6U_FROID000001Maintenance trimestrielle armoire électriqueAR"]
["GW5/6ARM01","Armoire électrique eau glycolée GW5/6","U_FROID000002","Maintenance annuelle armoire électrique","MPS","AR","U222GW","10U","76 736,00","2049-08-09",0,1,0,null,null,"BIOMED_ULIS","GW5/6ARM01Armoire électrique eau glycolée GW5/6U_FROID000002Maintenance annuelle armoire électrique10U"]
["RF02RHC01","Moto compresseur 1 circuit éthanol","U_FROID000011","Maintenance annuelle groupe à piston semi hermétique","MPS","AR","U222RF","10U","118 463,00","2049-06-25",0,1,0,null,null,"BIOMED_ULIS","RF02RHC01Moto compresseur 1 circuit éthanolU_FROID000011Maintenance annuelle groupe à piston semi hermétique10U"]
["RF02RHC03","Moto compresseur 3 circuit éthanol","U_FROID000010","Maintenance semestrielle groupe à piston semi hermétique","MPS","AR","U222RF","10U","76 723,00","2049-02-05",0,1,0,null,null,"BIOMED_ULIS","RF02RHC03Moto compresseur 3 circuit éthanolU_FROID000010Maintenance semestrielle groupe à piston semi hermétique10U"]
["RF02RHC01","Moto compresseur 1 circuit éthanol","U_FROID000013","Maintenance 30000 h groupe à piston semi hermétique","MPC","AR","U222RF","AR",null,"2049-01-20",0,1,0,null,null,"BIOMED_ULIS","RF02RHC01Moto compresseur 1 circuit éthanolU_FROID000013Maintenance 30000 h groupe à piston semi hermétiqueAR"]
["RF04RHC01","Moto compresseur n°1 -40°C R&D","U_FROID000011","Maintenance annuelle groupe à piston semi hermétique","MPS","AR","U222RF","10U","118 460,00","3000-01-01",0,1,0,null,null,"BIOMED_ULIS","RF04RHC01Moto compresseur n°1 -40°C R&DU_FROID000011Maintenance annuelle groupe à piston semi hermétique10U"]
["RF10RHC02","Compresseur n°2 +4°C c.froide B1","U_FROID000009","Maintenance trimestrielle groupe à piston semi hermétique","MPS","AR","U222RF","10U","79 757,00","2049-01-24",0,1,0,null,null,"BIOMED_ULIS","RF10RHC02Compresseur n°2 +4°C c.froide B1U_FROID000009Maintenance trimestrielle groupe à piston semi hermétique10U"]
["RF15RHC02","Compresseur n°2 +5°C B11","U_FROID000011","Maintenance annuelle groupe à piston semi hermétique","MPS","AR","U222RF","10U","118 359,00","2049-03-25",0,1,0,null,null,"BIOMED_ULIS","RF15RHC02Compresseur n°2 +5°C B11U_FROID000011Maintenance annuelle groupe à piston semi hermétique10U"]
["ADECMP802","P1 - Régul° Pression Chambre de ADEAU01","U_SANS   PREVENTIF","Sans   préventif","MC","AR","U421DEAE","AR",null,"2010-01-29",0,1,0,null,null,"BIOMED_ULIS","ADECMP802P1 - Régul° Pression Chambre de ADEAU01U_SANS   PREVENTIFSans   préventifAR"]
["WFIR313","Colonne n°3 Distillateur n°3 FINN-AQUA","U_CONT000017","Epreuve décennale pression/vapeur","MPS","DEF","U236WFI","15U","368 895,00","2027-03-31",3,30,0,520,1,"BIOMED_ULIS","WFIR313Colonne n°3 Distillateur n°3 FINN-AQUAU_CONT000017Epreuve décennale pression/vapeur15U520"]
["RF11RHC02","Moto compresseur n°2 circuit n°1 -40°C","U_FROID000020","Maintenance 30000 h groupe à piston ouvert","MPC","DEF","U222RF","10U",null,"2049-02-02",0,1,0,null,null,"BIOMED_ULIS","RF11RHC02Moto compresseur n°2 circuit n°1 -40°CU_FROID000020Maintenance 30000 h groupe à piston ouvert10U"]
["RF13RHC02","Moto compresseur n°2 circuit n°3 -40°C","U_FROID000020","Maintenance 30000 h groupe à piston ouvert","MPC","AR","U222RF","AR",null,"2045-02-02",0,1,0,null,null,"BIOMED_ULIS","RF13RHC02Moto compresseur n°2 circuit n°3 -40°CU_FROID000020Maintenance 30000 h groupe à piston ouvertAR"]
["RF23RHC01","Compresseur a vis  BITZER HSN7461-70","U_FROID000024","Maintenance semestrielle groupe à vis semi hermétique","MPS","DEF","U222RF","10U","76 197,00","2049-12-13",0,1,0,null,null,"BIOMED_ULIS","RF23RHC01Compresseur a vis  BITZER HSN7461-70U_FROID000024Maintenance semestrielle groupe à vis semi hermétique10U"]
["GW5CP01","Pompe de circulation n°2 GW5","U_FROID000028","Maintenance annuelle pompe simple","MPS","DEF","U222GW","10U","74 384,00","2049-03-23",0,1,0,null,null,"BIOMED_ULIS","GW5CP01Pompe de circulation n°2 GW5U_FROID000028Maintenance annuelle pompe simple10U"]
["RF10EVA06","Evaporateur échantillothèque OPLCF1161","U_FROID000042","Maintenance semestrielle évaporateur chambre froide positive","MPS","DEF","U222RF","10U","80 832,00","2049-06-02",0,1,0,null,null,"BIOMED_ULIS","RF10EVA06Evaporateur échantillothèque OPLCF1161U_FROID000042Maintenance semestrielle évaporateur chambre froide positive10U"]
["EXRF10EVA14","Evapo. laboratoire. biochimie BAT01322","U_FROID000042","Maintenance semestrielle évaporateur chambre froide positive","MPS","DEF","U222RF","10U","78 612,00","2049-03-04",0,1,0,null,null,"BIOMED_ULIS","EXRF10EVA14Evapo. laboratoire. biochimie BAT01322U_FROID000042Maintenance semestrielle évaporateur chambre froide positive10U"]
["GAMPLC03","Automate centrifugation gamma","U_DOC000001","Mise à jour documentaire","AME","DEF","U441","30U","72 884,00","3000-01-01",0,1,0,null,null,"BIOMED_ULIS","GAMPLC03Automate centrifugation gammaU_DOC000001Mise à jour documentaire30U"]
["ADECMP16","Ind pres capteur n°3 ADEU02 (Palltronic)","U_METROLOGIE    26","Vérification CURATIVE labo extérieur","MC","DEF","U420","11U","73 374,00","3000-01-01",0,1,0,null,null,"BIOMED_ULIS","ADECMP16Ind pres capteur n°3 ADEU02 (Palltronic)U_METROLOGIE    26Vérification CURATIVE labo extérieur11U"]
["ADECMT835","T11 - Indic Temp. sortie Echang ADEAU01","U_METROLOGIE    12","Vérification CURATIVE température","MC","DEF","U421DEAE","11U","372 937,00","3000-01-01",0,1,0,null,null,"BIOMED_ULIS",{"$f":"_xlfn.TEXTJOIN(\"\",TRUE,A5954:D5954,H5954,N5954)","v":"ADECMT835T11 - Indic Temp. sortie Echang ADEAU01U_METROLOGIE    12Vérification CURATIVE température11U"}]
["RF17RHC01","Groupe frigorifique +4°C conditionnement","U_FROID000012","Maintenance 15000 h groupe à piston semi hermétique","MPC","AR","U222RF","10U","74 365,00","3000-01-01",0,1,0,null,null,"BIOMED_ULIS","RF17RHC01Groupe frigorifique +4°C conditionnementU_FROID000012Maintenance 15000 h groupe à piston semi hermétique10U"]
["ADECMT811","T1 - Surv. Température Chambre ADEAU01","U_METR000012","Vérification PERIODIQUE température","MPS","DEF","U421DEAE","11U","619 447,00","2024-12-29",3,1,0,52,1,"BIOMED_ULIS","ADECMT811T1 - Surv. Température Chambre ADEAU01U_METR000012Vérification PERIODIQUE température11U52"]
["EXUDP5CMT06","Enregist. température voie 3 de UDP5UR03","U_SANS   PREVENTIF","Sans   préventif","MC","AR","U851","AR",null,"3000-01-01",0,1,0,null,null,"BIOTECH_ULIS","EXUDP5CMT06Enregist. température voie 3 de UDP5UR03U_SANS   PREVENTIFSans   préventifAR"]
["APMCMW10","Masse autocontrôle de 500g n°ZI 24","U_METROLOGIE    32","Vérif. CURATIVE masse autocontrôle","MC","DEF","U408PMML","11U",null,"2030-12-31",0,1,0,null,null,"BIOMED_ULIS","APMCMW10Masse autocontrôle de 500g n°ZI 24U_METROLOGIE    32Vérif. CURATIVE masse autocontrôle11U"]
["EXPW2CMF03","Mesure débit entrée UF","U_METR000011","Vérification PERIODIQUE de débit","MPS","DEF","U222PW","11U","559 988,00","2023-07-15",3,1,0,52,1,"BIOMED_ULIS","EXPW2CMF03Mesure débit entrée UFU_METR000011Vérification PERIODIQUE de débit11U52"]
["EXPWPV04","Vanne alimentation Eau Purifiée DIST04","U_SANS   PREVENTIF","Sans   préventif","MC","AR","U222PW","AR",null,"2010-05-11",0,1,0,null,null,"BIOMED_ULIS","EXPWPV04Vanne alimentation Eau Purifiée DIST04U_SANS   PREVENTIFSans   préventifAR"]
["WWPV33","Vanne de vidange cuve refroidis. DIST04","U_SANS   PREVENTIF","Sans   préventif","MC","AR","U235WW","AR",null,"2010-05-11",0,1,0,null,null,"BIOMED_ULIS","WWPV33Vanne de vidange cuve refroidis. DIST04U_SANS   PREVENTIFSans   préventifAR"]
["WFISBD204","Sous boucle Eau PPI Ateliers GAMMA","U_CURA041858","Défauts température haute.","MC","AR","U236WFI","AR","124 613,00","3000-01-01",0,1,0,null,null,"BIOMED_ULIS","WFISBD204Sous boucle Eau PPI Ateliers GAMMAU_CURA041858Défauts température haute.AR"]
["CBREF16","Réfrigérateur DOMETIC n°010113","U_SANS   PREVENTIF","Sans   préventif","MC","AR","U855","AR",null,"3000-01-01",0,1,0,null,null,"BIOTECH_ULIS","CBREF16Réfrigérateur DOMETIC n°010113U_SANS   PREVENTIFSans   préventifAR"]
["EX2GW3/4CP03","Pompe secondaire n°3 eau glycolée +4°C","U_SANS   PREVENTIF","Sans   préventif","MC","AR","U222GW","AR",null,"3000-01-01",0,1,0,null,null,"BIOMED_ULIS","EX2GW3/4CP03Pompe secondaire n°3 eau glycolée +4°CU_SANS   PREVENTIFSans   préventifAR"]
["EXAC01F26","Filtration terminale n°1 clim. 8RC29","U_SANS   PREVENTIF","Sans   préventif","MC","AR","U222AC","AR",null,"3000-01-01",0,1,0,null,null,"BIOMED_ULIS","EXAC01F26Filtration terminale n°1 clim. 8RC29U_SANS   PREVENTIFSans   préventifAR"]
["DDPNHP01","Nettoyeur haute pression R&D","U_MECA000080","Maintenance annuelle nettoyeur hp","MPS","AR","U850","11U","618 329,00","2024-11-28",3,1,0,365,0,"BIOTECH_ULIS","DDPNHP01Nettoyeur haute pression R&DU_MECA000080Maintenance annuelle nettoyeur hp11U365"]
["EXBCHCMCT02","Chronomètre duel timer Lip 6","U_SANS   PREVENTIF","Sans   préventif","MC","AR","U624UAP","AR",null,"3000-01-01",0,1,0,null,null,"BIOMED_ULIS","EXBCHCMCT02Chronomètre duel timer Lip 6U_SANS   PREVENTIFSans   préventifAR"]
["GW22PV01","Vanne 3 voies circuit refroid GW22","U_AVEC","Gammes à associer","MPS","AR","U222GW","AR",null,"2020-12-31",0,1,0,null,null,"BIOMED_ULIS","GW22PV01Vanne 3 voies circuit refroid GW22U_AVECGammes à associerAR"]
["EXMGGGER03","Gerbeur électrique n°3","U_SANS   PREVENTIF","Sans   préventif","MC","AR","U168","AR",null,"3000-01-01",0,1,0,null,null,"BIOMED_ULIS","EXMGGGER03Gerbeur électrique n°3U_SANS   PREVENTIFSans   préventifAR"]
["PWPV08","Vanne isolement sur ligne PW du SFIGV02","U_AVEC","Gammes à associer","MPS","AR","U222PW","AR",null,"2020-12-31",0,1,0,null,null,"BIOMED_ULIS","PWPV08Vanne isolement sur ligne PW du SFIGV02U_AVECGammes à associerAR"]
["GW0CMP11","Indic pression calo GW0 de WFISBD208","U_METR000015","Vérification PERIODIQUE pression","MPS","DEF","U222GW","11U","648 295,00","2026-07-11",3,1,0,104,1,"BIOMED_ULIS","GW0CMP11Indic pression calo GW0 de WFISBD208U_METR000015Vérification PERIODIQUE pression11U104"]
["EXBAT08MA04","Module analogique","U_SANS   PREVENTIF","Sans   préventif","MC","AR","U200BATP","AR",null,"2020-12-31",0,1,0,null,null,"BIOMED_ULIS","EXBAT08MA04Module analogiqueU_SANS   PREVENTIFSans   préventifAR"]
["ALBCMF24","Aff.+régul débit envoi surnag. ALBLRP70","U_METR000011","Vérification PERIODIQUE de débit","MPS","DEF","U440","11U","648 300,00","2025-07-13",3,1,0,52,1,"BIOMED_ULIS","ALBCMF24Aff.+régul débit envoi surnag. ALBLRP70U_METR000011Vérification PERIODIQUE de débit11U52"]
["BCHLAV03","Laveur","U_LABO000005","Maintenance préventive","MPS","DEF","U624UAP","22U","628 795,00","2025-03-21",3,1,0,52,1,"BIOMED_ULIS","BCHLAV03LaveurU_LABO000005Maintenance préventive22U52"]
["EX1WFIFCS01","Débimètre WFISBD106 (ALBR07)","U_SANS   PREVENTIF","Sans   préventif","MC","AR","U440","AR",null,"3000-01-01",0,1,0,null,null,"BIOMED_ULIS","EX1WFIFCS01Débimètre WFISBD106 (ALBR07)U_SANS   PREVENTIFSans   préventifAR"]
["EXDWCMF02","Mesure débit remplissage cuve disco.","U_METR000011","Vérification PERIODIQUE de débit","MPS","AR","U222PW","11U","558 907,00","2024-07-21",3,1,0,730,0,"BIOMED_ULIS","EXDWCMF02Mesure débit remplissage cuve disco.U_METR000011Vérification PERIODIQUE de débit11U730"]
["GAMCMP57","Pression alim pompe alim FP GAMMA","U_METR000015","Vérification PERIODIQUE pression","MPS","AR","U441","11U","618 129,00","2024-10-31",3,1,0,52,1,"BIOMED_ULIS","GAMCMP57Pression alim pompe alim FP GAMMAU_METR000015Vérification PERIODIQUE pression11U52"]
["EXPLAPP01","Pompe envoi plasma sortie fondoir","U_SANS   PREVENTIF","Sans   préventif","MC","AR","U410","AR",null,"3000-01-01",0,1,0,null,null,"BIOMED_ULIS","EXPLAPP01Pompe envoi plasma sortie fondoirU_SANS   PREVENTIFSans   préventifAR"]
["EXALBCMQ09","Mesure volume entrée régé  UF albumine","U_SANS   PREVENTIF","Sans   préventif","MC","AR","U440","AR",null,"3000-01-01",0,1,0,null,null,"BIOMED_ULIS","EXALBCMQ09Mesure volume entrée régé  UF albumineU_SANS   PREVENTIFSans   préventifAR"]
["ALBREF02","Réfrigérateur LIP","U_SANS   PREVENTIF","Sans   préventif","MC","AR","U440","AR",null,"3000-01-01",0,1,0,null,null,"BIOMED_ULIS","ALBREF02Réfrigérateur LIPU_SANS   PREVENTIFSans   préventifAR"]
["EXOPLCMT90","Enreg. Temp.  OPLCONG16/BAT01ARM05","U_METROLOGIE    12","Vérification CURATIVE température","MC","DEF","U601OPL","20U","99 974,00","3000-01-01",0,1,0,null,null,"BIOMED_ULIS","EXOPLCMT90Enreg. Temp.  OPLCONG16/BAT01ARM05U_METROLOGIE    12Vérification CURATIVE température20U"]
["EXOPLCMT97","Sonde Enregist OPLREF05/BAT01ARM05","U_METROLOGIE    12","Vérification CURATIVE température","MC","DEF","U601OPL","11U","81 421,00","3000-01-01",0,1,0,null,null,"BIOMED_ULIS","EXOPLCMT97Sonde Enregist OPLREF05/BAT01ARM05U_METROLOGIE    12Vérification CURATIVE température11U"]
["CBCMT49","EBRO n°62404253 secours","U_METR000012","Vérification PERIODIQUE température","MPS","DEF","U880","70U","602 244,00","2024-06-13",3,1,0,52,1,"BIOTECH_ULIS","CBCMT49EBRO n°62404253 secoursU_METR000012Vérification PERIODIQUE température70U52"]
["CRDCMT06","Enreg Temp. produit CRDCF1251","U_METR000012","Vérification PERIODIQUE température","MPS","DEF","U850","70U","621 608,00","2024-11-28",3,1,0,365,0,"BIOTECH_ULIS","CRDCMT06Enreg Temp. produit CRDCF1251U_METR000012Vérification PERIODIQUE température70U365"]
["PACMT13","Enreg temp partie cong EBRO 62404248","U_METR000012","Vérification PERIODIQUE température","MPS","DEF","U880","70U","622 640,00","2024-12-23",3,1,0,52,1,"BIOTECH_ULIS","PACMT13Enreg temp partie cong EBRO 62404248U_METR000012Vérification PERIODIQUE température70U52"]
["UDA1CMT50","Enreg temp de secours EBRO n°62409528","U_METROLOGIE    12","Vérification CURATIVE température","MC","DEF","U855","70U","406 836,00","2050-01-01",0,1,0,null,null,"BIOTECH_ULIS","UDA1CMT50Enreg temp de secours EBRO n°62409528U_METROLOGIE    12Vérification CURATIVE température70U"]
["UDA4CMT03","Indication temp Checktemp1 n°21061 UDA4BT02","U_METROLOGIE    12","Vérification CURATIVE température","MC","DEF","U855","70U","84 679,00","3000-01-01",0,1,0,null,null,"BIOTECH_ULIS","UDA4CMT03Indication temp Checktemp1 n°21061 UDA4BT02U_METROLOGIE    12Vérification CURATIVE température70U"]
["UDP1CMT14","Capteur T° n° 0123 de UDP1UR03","U_METR000012","Vérification PERIODIQUE température","MPS","DEF","U851","70U","622 608,00","2024-12-14",3,1,0,52,1,"BIOTECH_ULIS","UDP1CMT14Capteur T° n° 0123 de UDP1UR03U_METR000012Vérification PERIODIQUE température70U52"]
["UDP1CMT49","Enregist T° voie 1 de l'UDP1UR08","U_METROLOGIE    12","Vérification CURATIVE température","MC","DEF","U851","70U","90 179,00","3000-01-01",0,1,0,null,null,"BIOTECH_ULIS","UDP1CMT49Enregist T° voie 1 de l'UDP1UR08U_METROLOGIE    12Vérification CURATIVE température70U"]
["UDP2CMT24","Thermomètre Quick Novo n°101123505","U_METROLOGIE    12","Vérification CURATIVE température","MC","DEF","U851","70U",null,"3000-01-01",0,1,0,null,null,"BIOTECH_ULIS","UDP2CMT24Thermomètre Quick Novo n°101123505U_METROLOGIE    12Vérification CURATIVE température70U"]
["UDP3CMP14","Capteur pression voie 4 UDP3UR03","U_METR000015","Vérification PERIODIQUE pression","MPS","DEF","U851","70U","636 090,00","2025-03-31",3,1,0,365,0,"BIOTECH_ULIS","UDP3CMP14Capteur pression voie 4 UDP3UR03U_METR000015Vérification PERIODIQUE pression70U365"]
["EXUDP3CMT40","Enregist temp voie 2 de UDP3UR04","U_METROLOGIE    12","Vérification CURATIVE température","MC","DEF","U851","70U","408 612,00","2050-01-01",0,1,0,null,null,"BIOTECH_ULIS","EXUDP3CMT40Enregist temp voie 2 de UDP3UR04U_METROLOGIE    12Vérification CURATIVE température70U"]
["UPILCMT02","Enreg T° voie 2 UPILUR01","U_METR000012","Vérification PERIODIQUE température","MPS","DEF","U851","70U","614 183,00","2024-09-13",3,1,0,52,1,"BIOTECH_ULIS","UPILCMT02Enreg T° voie 2 UPILUR01U_METR000012Vérification PERIODIQUE température70U52"]
["NEP05ST05","Station NEP laverie Albumine","U_CURA052056","Defaut manque solution de lavage","MC","AR","U236NEP","11U","389 968,00","2050-01-01",0,1,0,null,null,"BIOMED_ULIS","NEP05ST05Station NEP laverie AlbumineU_CURA052056Defaut manque solution de lavage11U"]
["MFPRLAB07","Microscope NIKON n°335412","U_LABO000005","Maintenance préventive","MPS","DEF","U868","70U","114 711,00","3000-01-01",0,1,0,null,null,"BIOTECH_ULIS","MFPRLAB07Microscope NIKON n°335412U_LABO000005Maintenance préventive70U"]
["UDP2C02","Centrifugeuse SORVALL D.46cm","U_LABO000008","Demande de rendez vous maintenance","MPS","DEF","U851","70U","636 128,00","2025-03-31",3,1,0,365,0,"BIOTECH_ULIS","UDP2C02Centrifugeuse SORVALL D.46cmU_LABO000008Demande de rendez vous maintenance70U365"]
["EXSCCMT007","Collecteur mesures thermo tracer n°2F000000204FDA21","U_SANS   PREVENTIF","Sans   préventif","MC","AR","U150","AR",null,"3000-01-01",0,1,0,null,null,"BIOMED_ULIS","EXSCCMT007Collecteur mesures thermo tracer n°2F000000204FDA21U_SANS   PREVENTIFSans   préventifAR"]
["OPLCMT87","Enreg. temp étuve OPLETUV20/OPLARM03","U_METROLOGIE    12","Vérification CURATIVE température","MC","AR","U601OPL","20U","81 863,00","3000-01-01",0,1,0,null,null,"BIOMED_ULIS","OPLCMT87Enreg. temp étuve OPLETUV20/OPLARM03U_METROLOGIE    12Vérification CURATIVE température20U"]
["WFICMQ310_015","Comptage aval cuves fixes WFISBD311","U_METROLOGIE    30","Vérification CURATIVE de comptage","MC","DEF","U236WFI","11U","606 149,00","3000-01-01",0,1,0,null,null,"BIOMED_ULIS","WFICMQ310_015Comptage aval cuves fixes WFISBD311U_METROLOGIE    30Vérification CURATIVE de comptage11U"]
["WFICMT314_010","Température retour WFISBD314","U_METROLOGIE    12","Vérification CURATIVE température","MC","DEF","U236WFI","11U","81 996,00","3000-01-01",0,1,0,null,null,"BIOMED_ULIS","WFICMT314_010Température retour WFISBD314U_METROLOGIE    12Vérification CURATIVE température11U"]
["RF03","Prod. fluide frigorigène -8°C chambres froides plasma","U_FROID000043","Controle de fuite réseau froid","MPS","DEF","U222RF","10U","118 569,00","3000-01-01",0,1,0,null,null,"BIOMED_ULIS","RF03Prod. fluide frigorigène -8°C chambres froides plasmaU_FROID000043Controle de fuite réseau froid10U"]
["RF33","Production fluide frigorigène n°4 GW0","U_FROID000043","Controle de fuite réseau froid","MPS","DEF","U222RF","10U","118 572,00","3000-01-01",0,1,0,null,null,"BIOMED_ULIS","RF33Production fluide frigorigène n°4 GW0U_FROID000043Controle de fuite réseau froid10U"]
["RF32RHC01","Compresseur  fluide frigorigène n°3 GW0","U_FROID000026","Revision compresseur à vis semi hermétique","MPS","AR","U222RF","10U",null,"2027-07-30",3,1,0,520,1,"BIOMED_ULIS","RF32RHC01Compresseur  fluide frigorigène n°3 GW0U_FROID000026Revision compresseur à vis semi hermétique10U520"]
["RF25RHC01","Compresseur  fluide frigorigène  GW1/2","U_FROID000025","Maintenance annuelle groupe à vis semi hermétique","MPS","AR","U222RF","10U","118 366,00","2049-03-25",0,1,0,null,null,"BIOMED_ULIS","RF25RHC01Compresseur  fluide frigorigène  GW1/2U_FROID000025Maintenance annuelle groupe à vis semi hermétique10U"]
["EXOPLCONG41","Congélateur DOMETIC n°04518889","U_SANS   PREVENTIF","Sans   préventif","MC","AR","U601OPL","AR",null,"3000-01-01",0,1,0,null,null,"BIOMED_ULIS","EXOPLCONG41Congélateur DOMETIC n°04518889U_SANS   PREVENTIFSans   préventifAR"]
["WFICMC313_009","Conductivimètre aller WFISBD313","U_METR000018","Vérif. PERIODIQUE mesure conductivité circuit","MPS","AR","U236WFI","11U","619 388,00","2024-12-28",3,1,0,365,0,"BIOMED_ULIS","WFICMC313_009Conductivimètre aller WFISBD313U_METR000018Vérif. PERIODIQUE mesure conductivité circuit11U365"]
["WFICMT312_019","Temp aval échangeurs froids WFISBD312","U_METR000012","Vérification PERIODIQUE température","MPS","AR","U236WFI","11U","619 404,00","2024-12-28",3,1,0,365,0,"BIOMED_ULIS","WFICMT312_019Temp aval échangeurs froids WFISBD312U_METR000012Vérification PERIODIQUE température11U365"]
["EXOPLCMM11","Enreg. hygro étuve OPLETUV18/OPLUR02","U_SANS   PREVENTIF","Sans   préventif","MC","AR","U601OPL","AR",null,"3000-01-01",0,1,0,null,null,"BIOMED_ULIS","EXOPLCMM11Enreg. hygro étuve OPLETUV18/OPLUR02U_SANS   PREVENTIFSans   préventifAR"]
["EXOPLCMT02","Enreg temp OPLCONG31 / OPLUR03","U_SANS   PREVENTIF","Sans   préventif","MC","AR","U601OPL","AR",null,"3000-01-01",0,1,0,null,null,"BIOMED_ULIS","EXOPLCMT02Enreg temp OPLCONG31 / OPLUR03U_SANS   PREVENTIFSans   préventifAR"]
["EPL2CMW15","Balance du transpalette EPL2TRP12","U_METROLOGIE    02","Vérifcation CURATIVE balance 151/300Kg","MC","DEF","U406","11U","127 299,00","3000-01-01",0,1,0,null,null,"BIOMED_ULIS","EPL2CMW15Balance du transpalette EPL2TRP12U_METROLOGIE    02Vérifcation CURATIVE balance 151/300Kg11U"]
["EXWFIR203","Colonne n°3 distillateur Finn Aqua","U_SANS   PREVENTIF","Sans   préventif","MC","AR","U236WFI","AR",null,"2049-01-01",0,1,0,null,null,"BIOMED_ULIS","EXWFIR203Colonne n°3 distillateur Finn AquaU_SANS   PREVENTIFSans   préventifAR"]
["EXOPLCMT52","Enreg. temp OPLCF1125 / OPLUR01","U_SANS   PREVENTIF","Sans   préventif","MC","AR","U601OPL","AR",null,"3000-01-01",0,1,0,null,null,"BIOMED_ULIS","EXOPLCMT52Enreg. temp OPLCF1125 / OPLUR01U_SANS   PREVENTIFSans   préventifAR"]
["EXOPLCONG42","Congélateur FROILABO n°216154","U_SANS   PREVENTIF","Sans   préventif","MC","AR","U601OPL","AR",null,"2049-12-21",0,1,0,null,null,"BIOMED_ULIS","EXOPLCONG42Congélateur FROILABO n°216154U_SANS   PREVENTIFSans   préventifAR"]
["EXTECHCMT144","Collecteur Testostor inter.n°6122071003","U_SANS   PREVENTIF","Sans   préventif","MC","AR","U720","AR",null,"3000-01-01",0,1,0,null,null,"BIOMED_ULIS","EXTECHCMT144Collecteur Testostor inter.n°6122071003U_SANS   PREVENTIFSans   préventifAR"]
["EXTECHCMT138","Enregst température TECHCONG303","U_SANS   PREVENTIF","Sans   préventif","MC","AR","U720","AR",null,"3000-01-01",0,1,0,null,null,"BIOMED_ULIS","EXTECHCMT138Enregst température TECHCONG303U_SANS   PREVENTIFSans   préventifAR"]
["ADECMC122_045","Conductivité rétentat gamme basse","U_METROLOGIE    18","Vérification CURATIVE conductivité circuit","AME","DEF","U421DEAE","11U","494 347,00","2050-01-01",0,1,0,null,null,"BIOMED_ULIS","ADECMC122_045Conductivité rétentat gamme basseU_METROLOGIE    18Vérification CURATIVE conductivité circuit11U"]
["ADECMF122_131","Mesure débit envoi WFI/produit","U_METROLOGIE    11","Vérification CURATIVE de débit","AME","DEF","U421DEAE","11U","84 707,00","3000-01-01",0,1,0,null,null,"BIOMED_ULIS",{"$f":"_xlfn.TEXTJOIN(\"\",TRUE,A7042:D7042,H7042,N7042)","v":"ADECMF122_131Mesure débit envoi WFI/produitU_METROLOGIE    11Vérification CURATIVE de débit11U"}]
["GAMBOL964","Bol de centri BKA45 n°964","U_MECA000108","Vérification circuit de refroidissement","MPS","DEF","U441","11U","643 483,00","2024-07-03",2,1,0,9,1,"BIOMED_ULIS","GAMBOL964Bol de centri BKA45 n°964U_MECA000108Vérification circuit de refroidissement11U9"]
["ELE04ARM0413","Armoire F.M. Bureau","U_SANS   PREVENTIF","Sans   préventif","MC","AR","U222ELE","AR",null,"2049-12-31",0,1,0,null,null,"BIOMED_ULIS","ELE04ARM0413Armoire F.M. BureauU_SANS   PREVENTIFSans   préventifAR"]
["EX2TECHCMT70","Enregistr. thermocouple voie 6 TECHUR08","U_SANS   PREVENTIF","Sans   préventif","MC","AR","U720","AR",null,"3000-01-01",0,1,0,null,null,"BIOMED_ULIS","EX2TECHCMT70Enregistr. thermocouple voie 6 TECHUR08U_SANS   PREVENTIFSans   préventifAR"]
["MCBAV02","Armoire CAPTAIR AVP804/AS","U_CLIM000135","Maintenance armoire ventilée","MPS","DEF","U640MCB","23U","628 780,00","2025-03-10",3,1,0,52,1,"BIOMED_ULIS","MCBAV02Armoire CAPTAIR AVP804/ASU_CLIM000135Maintenance armoire ventilée23U52"]
["TAMCMF112_141","Mesure débit envoi tampon","U_METROLOGIE    11","Vérification CURATIVE de débit","AME","DEF","U421DEAE","11U","137 946,00","3000-01-01",0,1,0,null,null,"BIOMED_ULIS","TAMCMF112_141Mesure débit envoi tamponU_METROLOGIE    11Vérification CURATIVE de débit11U"]
["EXTECHCMT83","Température voie 7 / TECHUR08","U_SANS   PREVENTIF","Sans   préventif","MC","AR","U200","AR",null,"3000-01-01",0,1,0,null,null,"BIOMED_ULIS","EXTECHCMT83Température voie 7 / TECHUR08U_SANS   PREVENTIFSans   préventifAR"]
["EXTECHCMT75","Indication thermocouple voie 11 TECHUR02","U_SANS   PREVENTIF","Sans   préventif","MC","AR","U200","AR",null,"3000-01-01",0,1,0,null,null,"BIOMED_ULIS","EXTECHCMT75Indication thermocouple voie 11 TECHUR02U_SANS   PREVENTIFSans   préventifAR"]
["ADECMQ123_131","Comptage débit envoi WFI/produit (METRO_ADEFQ123_131.PV)","U_METROLOGIE    30","Vérification CURATIVE de comptage","AME","DEF","U421DEAE","11U","96 325,00","3000-01-01",0,1,0,null,null,"BIOMED_ULIS","ADECMQ123_131Comptage débit envoi WFI/produit (METRO_ADEFQ123_131.PV)U_METROLOGIE    30Vérification CURATIVE de comptage11U"]
["ADECMT123_138","Aff. enreg temp sortie diluteur ADEUF123","U_METROLOGIE    12","Vérification CURATIVE température","AME","DEF","U421DEAE","11U","85 736,00","3000-01-01",0,1,0,null,null,"BIOMED_ULIS","ADECMT123_138Aff. enreg temp sortie diluteur ADEUF123U_METROLOGIE    12Vérification CURATIVE température11U"]
["EXTECHCMT123","Collecteur T°C EBRO n°24425","U_SANS   PREVENTIF","Sans   préventif","MC","AR","U720","AR",null,"3000-01-01",0,1,0,null,null,"BIOMED_ULIS","EXTECHCMT123Collecteur T°C EBRO n°24425U_SANS   PREVENTIFSans   préventifAR"]
["EXTECHCMT105","Collecteur T°C EBRO n°22572","U_SANS   PREVENTIF","Sans   préventif","MC","AR","U720","AR",null,"3000-01-01",0,1,0,null,null,"BIOMED_ULIS","EXTECHCMT105Collecteur T°C EBRO n°22572U_SANS   PREVENTIFSans   préventifAR"]
["EXWER02","Cuve surnageant sortie FP albumine","U_SANS   PREVENTIF","Sans   préventif","MC","AR","U440","AR",null,"3000-01-01",0,1,0,null,null,"BIOMED_ULIS","EXWER02Cuve surnageant sortie FP albumineU_SANS   PREVENTIFSans   préventifAR"]
["ALBF17","Carter de filtration lenticulaire","U_PROC000060","Maint. des carters de filtration lenticulaires","MPS","DEF","U440","11U","643 682,00","2025-05-28",3,1,0,365,0,"BIOMED_ULIS","ALBF17Carter de filtration lenticulaireU_PROC000060Maint. des carters de filtration lenticulaires11U365"]
["GW0BCMT124_012","Température double enveloppe","U_METROLOGIE    12","Vérification CURATIVE température","AME","DEF","U421DEAE","11U","86 954,00","3000-01-01",0,1,0,null,null,"BIOMED_ULIS","GW0BCMT124_012Température double enveloppeU_METROLOGIE    12Vérification CURATIVE température11U"]
["MGPTRP08","Transpalette électrique","U_CONT000032","Visite réglementaire","MPS","DEF","U406","15U","632 033,00","2025-03-15",3,30,0,52,1,"BIOMED_ULIS","MGPTRP08Transpalette électriqueU_CONT000032Visite réglementaire15U52"]
["ADECMQ125_037","Comptage débit filtrat (METRO_ADEFQ125_037.PV)","U_METROLOGIE    30","Vérification CURATIVE de comptage","AME","DEF","U421DEAE","11U","87 174,00","3000-01-01",0,1,0,null,null,"BIOMED_ULIS","ADECMQ125_037Comptage débit filtrat (METRO_ADEFQ125_037.PV)U_METROLOGIE    30Vérification CURATIVE de comptage11U"]
["WFICMT702","Chaine mesure T° (conduct) retour BD04","U_METROLOGIE    12","Vérification CURATIVE température","MC","AR","U236WFI","11U","87 749,00","3000-01-01",0,1,0,null,null,"BIOMED_ULIS","WFICMT702Chaine mesure T° (conduct) retour BD04U_METROLOGIE    12Vérification CURATIVE température11U"]
["ADECMT113_138","Aff. enreg temp sortie diluteur ADECR113","U_METROLOGIE    12","Vérification CURATIVE température","AME","DEF","U421DEAE","11U","431 027,00","2050-01-01",0,1,0,null,null,"BIOMED_ULIS","ADECMT113_138Aff. enreg temp sortie diluteur ADECR113U_METROLOGIE    12Vérification CURATIVE température11U"]
["RF02","Prod. froid éthanol et R&D GW8 et GW11","U_FROID000044","Visite du réseau froid suite à une fuite","MPC","DEF","U222RF","10U",null,"2049-12-20",0,1,0,null,null,"BIOMED_ULIS","RF02Prod. froid éthanol et R&D GW8 et GW11U_FROID000044Visite du réseau froid suite à une fuite10U"]
["RF23","Production fluide frigorigène GW1/2","U_FROID000044","Visite du réseau froid suite à une fuite","MPC","DEF","U222RF","10U",null,"2049-06-27",0,1,0,null,null,"BIOMED_ULIS","RF23Production fluide frigorigène GW1/2U_FROID000044Visite du réseau froid suite à une fuite10U"]
["ADECMT142_010","Aff. Reg. Enr. temp cuve de stockage","U_METROLOGIE    12","Vérification CURATIVE température","AME","DEF","U421DEAE","11U","88 249,00","3000-01-01",0,1,0,null,null,"BIOMED_ULIS","ADECMT142_010Aff. Reg. Enr. temp cuve de stockageU_METROLOGIE    12Vérification CURATIVE température11U"]
["EXOPLCMT49","Enreg. temp étuve OPLETUV08/OPLUR01","U_SANS   PREVENTIF","Sans   préventif","MC","AR","U601OPL","AR",null,"3000-01-01",0,1,0,null,null,"BIOMED_ULIS","EXOPLCMT49Enreg. temp étuve OPLETUV08/OPLUR01U_SANS   PREVENTIFSans   préventifAR"]
["GW0BCMT122_012","Température double-enveloppe cuve UF","U_METR000012","Vérification PERIODIQUE température","MPS","AR","U421DEAE","11U","648 684,00","2025-09-14",3,1,0,365,0,"BIOMED_ULIS","GW0BCMT122_012Température double-enveloppe cuve UFU_METR000012Vérification PERIODIQUE température11U365"]
["RF52ARM01","Armoire gestion des groupes CO2","U_SANS PREVENTIF","SANS PREVENTIF","MC","AR","U222RF","AR",null,"2049-12-20",0,1,0,null,null,"BIOMED_ULIS","RF52ARM01Armoire gestion des groupes CO2U_SANS PREVENTIFSANS PREVENTIFAR"]
["RF54EVA01","Evaporateur multitubulaire","U_SANS PREVENTIF","SANS PREVENTIF","MC","AR","U222RF","AR",null,"2049-12-20",0,1,0,null,null,"BIOMED_ULIS","RF54EVA01Evaporateur multitubulaireU_SANS PREVENTIFSANS PREVENTIFAR"]
["RF52CMP210","Pression BP RF52RHC01","U_SANS PREVENTIF","SANS PREVENTIF","MC","AR","U222RF","AR",null,"2049-12-20",0,1,0,null,null,"BIOMED_ULIS","RF52CMP210Pression BP RF52RHC01U_SANS PREVENTIFSANS PREVENTIFAR"]
["AC52CE02","Extracteur CO2 combles","U_SANS PREVENTIF","SANS PREVENTIF","MC","AR","U222RF","10U",null,"2049-12-20",0,1,0,null,null,"BIOMED_ULIS","AC52CE02Extracteur CO2 comblesU_SANS PREVENTIFSANS PREVENTIF10U"]
["BAT08CMP224","Enregistrement Pression en 8RC224","U_METROLOGIE    15","Vérification CURATIVE pression","MC","DEF","U421DEAE","10U","88 895,00","3000-01-01",0,1,0,null,null,"BIOMED_ULIS","BAT08CMP224Enregistrement Pression en 8RC224U_METROLOGIE    15Vérification CURATIVE pression10U"]
["TAMCMP112_148","Pression aval pompe tampon","U_METR000015","Vérification PERIODIQUE pression","MPS","AR","U421DEAE","11U","633 387,00","2025-03-17",3,1,0,365,0,"BIOMED_ULIS","TAMCMP112_148Pression aval pompe tamponU_METR000015Vérification PERIODIQUE pression11U365"]
["BAT08CMP219","Enregistrement Pression en 8RC219","U_METR000015","Vérification PERIODIQUE pression","MPS","AR","U421DEAE","10U","632 906,00","2025-03-20",3,1,0,52,1,"BIOMED_ULIS","BAT08CMP219Enregistrement Pression en 8RC219U_METR000015Vérification PERIODIQUE pression10U52"]
["WFICMOC701","Mesure carbone organique retour boucle BD04","U_METR000022","Vérif. PERIODIQUE mesure de carbone","MPS","DEF","U236WFI","11U","649 008,00","2025-02-02",3,1,0,26,1,"BIOMED_ULIS","WFICMOC701Mesure carbone organique retour boucle BD04U_METR000022Vérif. PERIODIQUE mesure de carbone11U26"]
["EXALBTUFH","Tableau pontage sortie cassettes UF","U_SANS   PREVENTIF","Sans   préventif","MC","AR","U440","AR",null,"3000-01-01",0,1,0,null,null,"BIOMED_ULIS","EXALBTUFHTableau pontage sortie cassettes UFU_SANS   PREVENTIFSans   préventifAR"]
["GW0BCMT123_012","Température double-enveloppe cuve UF","U_METR000012","Vérification PERIODIQUE température","MPS","DEF","U421DEAE","11U","627 729,00","2025-02-01",3,1,0,52,1,"BIOMED_ULIS","GW0BCMT123_012Température double-enveloppe cuve UFU_METR000012Vérification PERIODIQUE température11U52"]
["UPILCMF02","Débimètre ABB n°DL53/005808- Pompe UPILPP06","U_METR000011","Vérification PERIODIQUE de débit","MPS","DEF","U851","70U","614 190,00","2024-09-15",3,1,0,52,1,"BIOTECH_ULIS","UPILCMF02Débimètre ABB n°DL53/005808- Pompe UPILPP06U_METR000011Vérification PERIODIQUE de débit70U52"]
["MCBCMT61","Thermomètre Jumo DA-3000 n°1","U_METR000012","Vérification PERIODIQUE température","MPS","DEF","U640MCB","21U","599 270,00","2024-06-15",3,1,0,52,1,"BIOMED_ULIS","MCBCMT61Thermomètre Jumo DA-3000 n°1U_METR000012Vérification PERIODIQUE température21U52"]
["IS1CHD01","Chaudière vapeur PMS 12 bars 4,5 MWatts","U_CONT000017","Epreuve décennale pression/vapeur","MPS","REGL","U222IS","15U","400 721,00","2027-07-31",3,30,0,470,1,"BIOMED_ULIS","IS1CHD01Chaudière vapeur PMS 12 bars 4,5 MWattsU_CONT000017Epreuve décennale pression/vapeur15U470"]
["MFPRLAB05","Compteur de particules n°350-217","U_LABO000005","Maintenance préventive","MPS","DEF","U868","70U","622 653,00","2025-02-28",3,1,0,365,0,"BIOTECH_ULIS","MFPRLAB05Compteur de particules n°350-217U_LABO000005Maintenance préventive70U365"]
["GW3/4","Production distri. eau glycolée +4°C","U_FROID000046","Nettoyage filtres GW","MPS","DEF","U222GW","10U","641 438,00","2025-04-30",3,1,0,52,1,"BIOMED_ULIS","GW3/4Production distri. eau glycolée +4°CU_FROID000046Nettoyage filtres GW10U52"]
["NEP02CMQ01","Mesure comptage envoi pompe NEP02","U_METR000030","Vérification PERIODIQUE de comptage","MPS","DEF","U236NEP","11U","648 326,00","2025-07-16",3,1,0,52,1,"BIOMED_ULIS","NEP02CMQ01Mesure comptage envoi pompe NEP02U_METR000030Vérification PERIODIQUE de comptage11U52"]
["UDA1CMQ104","Pipet-lite XLS","U_SANS   PREVENTIF","Sans   préventif","MC","AR","U855","AR",null,"2011-10-27",0,1,0,null,null,"BIOTECH_ULIS","UDA1CMQ104Pipet-lite XLSU_SANS   PREVENTIFSans   préventifAR"]
["UDA1CMQ65","Pipet-lite LTS","U_SANS   PREVENTIF","Sans   préventif","MC","AR","U855","AR",null,"2011-10-28",0,1,0,null,null,"BIOTECH_ULIS","UDA1CMQ65Pipet-lite LTSU_SANS   PREVENTIFSans   préventifAR"]
["UDA1CMQ87","Pipet-lite LTS","U_SANS   PREVENTIF","Sans   préventif","MC","AR","U855","AR",null,"2011-10-28",0,1,0,null,null,"BIOTECH_ULIS","UDA1CMQ87Pipet-lite LTSU_SANS   PREVENTIFSans   préventifAR"]
["EXANIATC07","Appareil de désinfection locaux","U_SANS   PREVENTIF","Sans   préventif","MC","AR","U881USNC","AR",null,"2011-11-08",0,1,0,null,null,"BIOTECH_ULIS","EXANIATC07Appareil de désinfection locauxU_SANS   PREVENTIFSans   préventifAR"]
["EXANICMT28","Indication température ANICONG05","U_SANS   PREVENTIF","Sans   préventif","MC","AR","U881USNC","AR",null,"2011-11-10",0,1,0,null,null,"BIOTECH_ULIS","EXANICMT28Indication température ANICONG05U_SANS   PREVENTIFSans   préventifAR"]
["AC26CT26","Caisson de traitement d'air AC26","U_CLIM000002","Maintenance caisson de climatisation","MPS","DEF","U222AC","10U","645 733,00","2025-07-13",3,1,0,365,0,"BIOMED_ULIS","AC26CT26Caisson de traitement d'air AC26U_CLIM000002Maintenance caisson de climatisation10U365"]
["AC25F15","Filtre terminale 8RC208","U_CLIM000138","Remplacement filtre HEPA","MPS","CLIM","U222AC","10U","480 900,00","2026-07-14T16:09:00",2,1,0,"2 190,00",0,"BIOMED_ULIS","AC25F15Filtre terminale 8RC208U_CLIM000138Remplacement filtre HEPA10U2 190,00"]
["AC25F33","Filtre terminale 8RC211","U_CLIM000138","Remplacement filtre HEPA","MPS","CLIM","U222AC","10U","480 916,00","2026-07-15T16:33:00",2,1,0,"2 190,00",0,"BIOMED_ULIS","AC25F33Filtre terminale 8RC211U_CLIM000138Remplacement filtre HEPA10U2 190,00"]
["AC25F53","Filtre terminale 8RC 224","U_CLIM000138","Remplacement filtre HEPA","MPS","CLIM","U222AC","10U","480 934,00","2026-07-15T17:25:00",2,1,0,"2 190,00",0,"BIOMED_ULIS","AC25F53Filtre terminale 8RC 224U_CLIM000138Remplacement filtre HEPA10U2 190,00"]
["AC26F11","Filtre terminale 8RC214","U_CLIM000138","Remplacement filtre HEPA","MPS","CLIM","U222AC","10U","521 119,00","2027-07-27",2,1,0,"2 190,00",0,"BIOMED_ULIS","AC26F11Filtre terminale 8RC214U_CLIM000138Remplacement filtre HEPA10U2 190,00"]
["AC26F19","Filtre terminale 8RC215","U_CLIM000138","Remplacement filtre HEPA","MPS","CLIM","U222AC","10U","521 127,00","2027-07-27",2,1,0,"2 190,00",0,"BIOMED_ULIS","AC26F19Filtre terminale 8RC215U_CLIM000138Remplacement filtre HEPA10U2 190,00"]
["AC26F48","Filtre terminale 8RC226","U_CLIM000138","Remplacement filtre HEPA","MPS","CLIM","U222AC","10U","521 156,00","2027-07-28",2,1,0,"2 190,00",0,"BIOMED_ULIS","AC26F48Filtre terminale 8RC226U_CLIM000138Remplacement filtre HEPA10U2 190,00"]
["AC26CE101","Extracteur Spécifique (En terrasse) AC26","U_CLIM000205","Maintenance extraction / ventilation","MPS","DEF","U222AC","10U","645 752,00","2025-07-13",3,1,0,52,1,"BIOMED_ULIS",{"$f":"_xlfn.TEXTJOIN(\"\",TRUE,A7938:D7938,H7938,N7938)","v":"AC26CE101Extracteur Spécifique (En terrasse) AC26U_CLIM000205Maintenance extraction / ventilation10U52"}]
["EXANICMT38","Enreg température ANIREF09/GTC","U_SANS   PREVENTIF","Sans   préventif","MC","AR","U881USNC","AR",null,"2011-11-15",0,1,0,null,null,"BIOTECH_ULIS","EXANICMT38Enreg température ANIREF09/GTCU_SANS   PREVENTIFSans   préventifAR"]
["EXANICMW027","Balance Mettler 16000g/1 g","U_SANS   PREVENTIF","Sans   préventif","MC","AR","U881USNC","AR",null,"2011-11-17",0,1,0,null,null,"BIOTECH_ULIS","EXANICMW027Balance Mettler 16000g/1 gU_SANS   PREVENTIFSans   préventifAR"]
["EXANICMW18","Balance de précision Mettler","U_SANS   PREVENTIF","Sans   préventif","MC","AR","U881USNC","AR",null,"2011-11-18",0,1,0,null,null,"BIOTECH_ULIS","EXANICMW18Balance de précision MettlerU_SANS   PREVENTIFSans   préventifAR"]
["UDA1CMQ84","Pipette Rainin L-1000","U_SANS   PREVENTIF","Sans   préventif","MC","AR","U855","AR",null,"2011-11-28",0,1,0,null,null,"BIOTECH_ULIS","UDA1CMQ84Pipette Rainin L-1000U_SANS   PREVENTIFSans   préventifAR"]
["EXMGGCMT58","Enreg température MGGCONG11/BAT11ARM03","U_METROLOGIE    12","Vérification CURATIVE température","MC","DEF","U168","11U","644 506,00","3000-01-01",0,1,0,null,null,"BIOMED_ULIS","EXMGGCMT58Enreg température MGGCONG11/BAT11ARM03U_METROLOGIE    12Vérification CURATIVE température11U"]
["BATAXERUE","Passerelle axe rue","U_CLIM000119","Maintenance semestrielle régulation AC55","MPS","DEF","S244","10U",null,"2049-06-15",0,1,0,null,null,"BIOMED_ULIS","BATAXERUEPasserelle axe rueU_CLIM000119Maintenance semestrielle régulation AC5510U"]
["ALBR19","Cuve sortie produit n°2 UF2","U_CONTROLES","Travaux remise en état suite vérification réglementaire","MC","DEF","U440","11U","93 753,00","3000-01-01",0,1,0,null,null,"BIOMED_ULIS","ALBR19Cuve sortie produit n°2 UF2U_CONTROLESTravaux remise en état suite vérification réglementaire11U"]
["BAT18ASC15","Monte-charges bâtiment 18","U_CONTROLES","Travaux remise en état suite vérification réglementaire","MC","DEF","S244","13U","102 381,00","3000-01-01",0,1,0,null,null,"BIOMED_ULIS","BAT18ASC15Monte-charges bâtiment 18U_CONTROLESTravaux remise en état suite vérification réglementaire13U"]
["MGGCEL07","Chariot élévateur","U_CONTROLES","Travaux remise en état suite vérification réglementaire","MC","DEF","U168","11U",null,"3000-01-01",0,1,0,null,null,"BIOMED_ULIS","MGGCEL07Chariot élévateurU_CONTROLESTravaux remise en état suite vérification réglementaire11U"]
["PLAGER06","Gerbeur électrique","U_CONTROLES","Travaux remise en état suite vérification réglementaire","MC","DEF","U440LEV","11U","574 950,00","3000-01-01",0,1,0,null,null,"BIOMED_ULIS","PLAGER06Gerbeur électriqueU_CONTROLESTravaux remise en état suite vérification réglementaire11U"]
["WFIR309","Condenseur primaire WFIDIST03","U_CONTROLES","Travaux remise en état suite vérification réglementaire","MC","DEF","U236WFI","11U",null,"3000-01-01",0,1,0,null,null,"BIOMED_ULIS","WFIR309Condenseur primaire WFIDIST03U_CONTROLESTravaux remise en état suite vérification réglementaire11U"]
["UDA1CMQ54","Pipet-lite LTS","U_SANS   PREVENTIF","Sans   préventif","MC","AR","U855","AR",null,"2011-12-07",0,1,0,null,null,"BIOTECH_ULIS","UDA1CMQ54Pipet-lite LTSU_SANS   PREVENTIFSans   préventifAR"]
["ADECMP166_009","Pression intérieur cuve","U_METROLOGIE    15","Vérification CURATIVE pression","AME","DEF","U421DEAE","11U","92 913,00","3000-01-01",0,1,0,null,null,"BIOMED_ULIS","ADECMP166_009Pression intérieur cuveU_METROLOGIE    15Vérification CURATIVE pression11U"]
["ADECMS175_018","Vitesse agitation cuve","U_METROLOGIE    14","Vérification CURATIVE mesure vitesse","AME","DEF","U421DEAE","11U","101 239,00","3000-01-01",0,1,0,null,null,"BIOMED_ULIS","ADECMS175_018Vitesse agitation cuveU_METROLOGIE    14Vérification CURATIVE mesure vitesse11U"]
["BAT11PTA03","Porte auto. sectionnelle mgg quai n°3","U_CONTROLES","Travaux remise en état suite vérification réglementaire","MC","DEF","U200BATP","13U","138 310,00","3000-01-01",0,1,0,null,null,"BIOMED_ULIS","BAT11PTA03Porte auto. sectionnelle mgg quai n°3U_CONTROLESTravaux remise en état suite vérification réglementaire13U"]
["PLAPTA01","Porte auto enroul. cf +4°C appro plasma","U_CONTROLES","Travaux remise en état suite vérification réglementaire","MC","DEF","U410","13U","104 252,00","3000-01-01",0,1,0,null,null,"BIOMED_ULIS","PLAPTA01Porte auto enroul. cf +4°C appro plasmaU_CONTROLESTravaux remise en état suite vérification réglementaire13U"]
["BAT11PTA16","Porte mot. enroul. métal. rampe","U_CONTROLES","Travaux remise en état suite vérification réglementaire","MC","DEF","U200BATP","13U",null,"3000-01-01",0,1,0,null,null,"BIOMED_ULIS","BAT11PTA16Porte mot. enroul. métal. rampeU_CONTROLESTravaux remise en état suite vérification réglementaire13U"]
["BAT01ASC02","Ascenseur duplex droit B1","U_CONT000046","Visite réglementaire quinquénale ascenseurs/monte-charges","MPS","DEF","U235BATU","13U","541 787,00","2027-03-13",3,1,0,260,1,"BIOMED_ULIS","BAT01ASC02Ascenseur duplex droit B1U_CONT000046Visite réglementaire quinquénale ascenseurs/monte-charges13U260"]
["ALBR19","Cuve sortie produit n°2 UF2","U_CONT000019","Epreuve décennale pression gaz","MPS","DEF","U440","15U","409 648,00","2028-06-17",3,30,0,520,1,"BIOMED_ULIS","ALBR19Cuve sortie produit n°2 UF2U_CONT000019Epreuve décennale pression gaz15U520"]
["IS1HEX01","Economiseur chaudière","U_CONT000013","Visite réglementaire pression/vapeur","MPS","REGL","U222IS","15U","510 085,00","2024-04-22",3,1,0,160,1,"BIOMED_ULIS","IS1HEX01Economiseur chaudièreU_CONT000013Visite réglementaire pression/vapeur15U160"]
["SFIGV02","Générateur de vapeur pure","U_CONT000017","Epreuve décennale pression/vapeur","MPS","DEF","U236SFI","15U","468 943,00","2030-04-29",3,30,0,520,1,"BIOMED_ULIS","SFIGV02Générateur de vapeur pureU_CONT000017Epreuve décennale pression/vapeur15U520"]
["RONDE N°01","Equipements flui. énergie visités","U_FROID000048","Ronde échantillonage huile compresseurs","MPS","DEF","U222","10U","105 707,00","3000-01-01",0,1,0,null,null,"BIOMED_ULIS","RONDE N°01Equipements flui. énergie visitésU_FROID000048Ronde échantillonage huile compresseurs10U"]
["ADECMS165_018","Vitesse agitation cuve","U_METR000014","Vérification PERIODIQUE mesure vitesse","MPS","AR","U421DEAE","11U","627 832,00","2025-02-18",3,1,0,365,0,"BIOMED_ULIS","ADECMS165_018Vitesse agitation cuveU_METR000014Vérification PERIODIQUE mesure vitesse11U365"]
["EXBCHCMC01","Conductimètre WTW 191100299","U_SANS   PREVENTIF","Sans   préventif","MC","AR","U624UAP","AR",null,"2011-12-29",0,1,0,null,null,"BIOMED_ULIS","EXBCHCMC01Conductimètre WTW 191100299U_SANS   PREVENTIFSans   préventifAR"]
["BATAXASC10","Ascenseur magasin axe rue","U_LEVA000011","Maintenance périodique ascenseur","MPS","DEF","U235BATU","13U","610 587,00","2024-12-29",3,1,0,365,0,"BIOMED_ULIS","BATAXASC10Ascenseur magasin axe rueU_LEVA000011Maintenance périodique ascenseur13U365"]
["ASCENSEURB1B8","8 ascenseurs : bâtiments 1 à 8","U_SANS   PREVENTIF","Sans   préventif","MC","AR","U235BATU","AR","135 089,00","3000-01-01",0,1,0,null,null,"BIOMED_ULIS","ASCENSEURB1B88 ascenseurs : bâtiments 1 à 8U_SANS   PREVENTIFSans   préventifAR"]
["BAT08PTA37","Porte auto coulis. FERMOD 8RC210/8RC211","U_CONTROLES","Travaux remise en état suite vérification réglementaire","MC","DEF","U200BATP","13U",null,"3000-01-01",0,1,0,null,null,"BIOMED_ULIS","BAT08PTA37Porte auto coulis. FERMOD 8RC210/8RC211U_CONTROLESTravaux remise en état suite vérification réglementaire13U"]
["ADECMW004","Balance mettler 600kg/100g n°3168950","U_METROLOGIE    04","Vérif. CURATIVE balance 301/1500 Kg","AME","DEF","U421DEAE","11U","631 362,00","3000-01-01",0,1,0,null,null,"BIOMED_ULIS","ADECMW004Balance mettler 600kg/100g n°3168950U_METROLOGIE    04Vérif. CURATIVE balance 301/1500 Kg11U"]
["EPL2TRP01","Transpalette manuel n°1 grande levée","U_CONT000032","Visite réglementaire","MPS","DEF","U406","15U","632 028,00","2025-03-15",3,30,0,52,1,"BIOMED_ULIS","EPL2TRP01Transpalette manuel n°1 grande levéeU_CONT000032Visite réglementaire15U52"]
["UDA1CMP15","Manomètre sur bouteille N° 3864","U_METR000015","Vérification PERIODIQUE pression","MPS","DEF","U855","70U","599 066,00","2026-07-31",3,1,0,3,3,"BIOTECH_ULIS","UDA1CMP15Manomètre sur bouteille N° 3864U_METR000015Vérification PERIODIQUE pression70U3"]
["ACA4VC60","Ventilo-convecteur laboratoire 1241","U_CLIM000207","Maintenance climatiseur","MPS","AR","U222AC","10U","626 709,00","2025-02-03",3,1,0,365,0,"BIOTECH_ULIS","ACA4VC60Ventilo-convecteur laboratoire 1241U_CLIM000207Maintenance climatiseur10U365"]
["EXMCBLMP01","Lecteur de microplaques thermostaté","U_SANS   PREVENTIF","Sans   préventif","MC","AR","U640MCB","AR",null,"2012-01-26",0,1,0,null,null,"BIOMED_ULIS","EXMCBLMP01Lecteur de microplaques thermostatéU_SANS   PREVENTIFSans   préventifAR"]
["EXSCCMT032","Collecteur mesures thermo tracer n°000000002671DA21","U_SANS   PREVENTIF","Sans   préventif","MC","AR","U150","AR",null,"2012-01-27",0,1,0,null,null,"BIOMED_ULIS","EXSCCMT032Collecteur mesures thermo tracer n°000000002671DA21U_SANS   PREVENTIFSans   préventifAR"]
["EXSCCMT050","Collecteur mesures thermo tracer n°13000000262DE721","U_SANS   PREVENTIF","Sans   préventif","MC","AR","U150","AR",null,"2012-01-27",0,1,0,null,null,"BIOMED_ULIS","EXSCCMT050Collecteur mesures thermo tracer n°13000000262DE721U_SANS   PREVENTIFSans   préventifAR"]
["EXSCCMT066","Collecteur mesures thermo tracer n°A900000028CBF121","U_SANS   PREVENTIF","Sans   préventif","MC","AR","U150","AR",null,"2012-01-27",0,1,0,null,null,"BIOMED_ULIS","EXSCCMT066Collecteur mesures thermo tracer n°A900000028CBF121U_SANS   PREVENTIFSans   préventifAR"]
["EXSCCMT086","Collecteur mesures thermo tracer n°0D00000028F54621","U_SANS   PREVENTIF","Sans   préventif","MC","AR","U150","AR",null,"2012-01-27",0,1,0,null,null,"BIOMED_ULIS","EXSCCMT086Collecteur mesures thermo tracer n°0D00000028F54621U_SANS   PREVENTIFSans   préventifAR"]
["ADECMT837","T12 - Indic Temp. Réservoir cond. ADEAU01","U_METR000012","Vérification PERIODIQUE température","MPS","AR","U421DEAE","11U","619 312,00","2024-12-23",3,1,0,52,1,"BIOMED_ULIS","ADECMT837T12 - Indic Temp. Réservoir cond. ADEAU01U_METR000012Vérification PERIODIQUE température11U52"]
["UDP2CMW315","Balance Mettler 16000g / 1g","U_METROLOGIE    01","Vérification CURATIVE balance 0/30Kg","MC","DEF","U851","70U",null,"3000-01-01",0,1,0,null,null,"BIOTECH_ULIS","UDP2CMW315Balance Mettler 16000g / 1gU_METROLOGIE    01Vérification CURATIVE balance 0/30Kg70U"]
["UDP1FL01","Hotte flux laminaire (PSM) pièce 1206","U_CLIM000138","Remplacement filtre HEPA","MPC","DEF","U851","70U",null,"3000-01-01",0,1,0,null,null,"BIOTECH_ULIS","UDP1FL01Hotte flux laminaire (PSM) pièce 1206U_CLIM000138Remplacement filtre HEPA70U"]
["EXANICMP67","Régul + enreg pression enceinte ANIAU602","U_SANS   PREVENTIF","Sans   préventif","MC","AR","U881USNC","AR",null,"2012-02-23",0,1,0,null,null,"BIOTECH_ULIS","EXANICMP67Régul + enreg pression enceinte ANIAU602U_SANS   PREVENTIFSans   préventifAR"]
["EXQCTSCMT01","Enreg T° QCTSCONG01 /BAT01ARM06","U_METROLOGIE    12","Vérification CURATIVE température","MC","DEF","U855","70U","457 653,00","2050-01-01",0,1,0,null,null,"BIOTECH_ULIS","EXQCTSCMT01Enreg T° QCTSCONG01 /BAT01ARM06U_METROLOGIE    12Vérification CURATIVE température70U"]
["EXMFPRCMM06","Enreg Hygro MFPRETUV08 / BAT01ARM06","U_METROLOGIE    23","Vérification CURATIVE hygrométrique","MC","DEF","U868","70U","515 481,00","3000-01-01",0,1,0,null,null,"BIOTECH_ULIS","EXMFPRCMM06Enreg Hygro MFPRETUV08 / BAT01ARM06U_METROLOGIE    23Vérification CURATIVE hygrométrique70U"]
["ISST50","Purgeur vapeur indus. aval  GVHEX01","U_CHAU000011","Vérification annuelle des purgeurs","MPS","AR","U222IS","11U","639 911,00","2025-04-06",3,21,1,365,0,"BIOMED_ULIS","ISST50Purgeur vapeur indus. aval  GVHEX01U_CHAU000011Vérification annuelle des purgeurs11U365"]
["EXUDA2LAB02","Coagulomètre Amelung","U_LABO000008","Demande de rendez vous maintenance","MPS","DEF","U855","70U","128 869,00","3000-01-01",0,1,0,null,null,"BIOTECH_ULIS","EXUDA2LAB02Coagulomètre AmelungU_LABO000008Demande de rendez vous maintenance70U"]
["ADEUF124","Skid UF1 Alfa1&2","U_PROC000063","Maintenance skid","MPS","DEF","U421DEAE","11U","627 774,00","2025-02-08",3,1,0,365,0,"BIOMED_ULIS","ADEUF124Skid UF1 Alfa1&2U_PROC000063Maintenance skid11U365"]
["ADEUF123","Skid UFAlbumine","U_PROC000063","Maintenance skid","MPS","DEF","U421DEAE","11U","585 084,00","2024-02-03",3,1,0,52,1,"BIOMED_ULIS","ADEUF123Skid UFAlbumineU_PROC000063Maintenance skid11U52"]
["INDUSOP17","Poste operateur Ext B8 8RC67","U_SANS   PREVENTIF","Sans   préventif","MC","AR","U236DIV","AR",null,"2012-04-25",0,1,0,null,null,"BIOMED_ULIS","INDUSOP17Poste operateur Ext B8 8RC67U_SANS   PREVENTIFSans   préventifAR"]
["INDUSOP05","Poste opé dépotage réactifs acides soude","U_SANS   PREVENTIF","Sans   préventif","MC","AR","U236DIV","AR",null,"2049-12-31",0,1,0,null,null,"BIOMED_ULIS","INDUSOP05Poste opé dépotage réactifs acides soudeU_SANS   PREVENTIFSans   préventifAR"]
["ADECMC125_045","Conductivité rétentat gamme basse","U_METR000018","Vérif. PERIODIQUE mesure conductivité circuit","MPS","DEF","U421DEAE","11U","616 569,00","2024-10-02",3,1,0,52,1,"BIOMED_ULIS","ADECMC125_045Conductivité rétentat gamme basseU_METR000018Vérif. PERIODIQUE mesure conductivité circuit11U52"]
["INDUSAPPLI23","Gestion rapports de production","U_SANS   PREVENTIF","Sans   préventif","MC","AR","U236DIV","AR",null,"2049-12-31",0,1,0,null,null,"BIOMED_ULIS","INDUSAPPLI23Gestion rapports de productionU_SANS   PREVENTIFSans   préventifAR"]
["ADER177_001","Cuve mobile 643L avec double enveloppe","U_CONTROLES","Travaux remise en état suite vérification réglementaire","MC","DEF","U421DEAE","13U","98 835,00","3000-01-01",0,1,0,null,null,"BIOMED_ULIS","ADER177_001Cuve mobile 643L avec double enveloppeU_CONTROLESTravaux remise en état suite vérification réglementaire13U"]
["EXQCTSCMW04","Balance PM3000","U_METROLOGIE    01","Vérification CURATIVE balance 0/30Kg","MC","DEF","U855","70U","99 262,00","3000-01-01",0,1,0,null,null,"BIOTECH_ULIS","EXQCTSCMW04Balance PM3000U_METROLOGIE    01Vérification CURATIVE balance 0/30Kg70U"]
["BAT10","Bâtiment 10 Ateliers et bureaux Services Techniques","U_MAGA000002","OT de sortie consommable F&E","SER","DEF","U200","14U","470 488,00","2020-12-31",3,365,0,365,0,"BIOMED_ULIS",{"$f":"_xlfn.TEXTJOIN(\"\",TRUE,A8834:D8834,H8834,N8834)","v":"BAT10Bâtiment 10 Ateliers et bureaux Services TechniquesU_MAGA000002OT de sortie consommable F&E14U365"}]
["ADECMW008","Masse autocontrole 10kg Z1206021","U_METR000032","Vérif. périodique masse autocontrôle","MPS","DEF","U421DEAE","11U","627 791,00","2025-02-10",3,1,0,52,1,"BIOMED_ULIS","ADECMW008Masse autocontrole 10kg Z1206021U_METR000032Vérif. périodique masse autocontrôle11U52"]
["INDUSAPPLI29","Application supervision skid 122","U_SANS   PREVENTIF","Sans   préventif","MC","AR","U236DIV","AR",null,"2012-06-27",0,1,0,null,null,"BIOMED_ULIS","INDUSAPPLI29Application supervision skid 122U_SANS   PREVENTIFSans   préventifAR"]
["EXDPLACMT74","Collecteur mesures DataWatch n°0822-148","U_SANS   PREVENTIF","Sans   préventif","MC","AR","U670","AR",null,"2012-07-06",0,1,0,null,null,"BIOMED_ULIS","EXDPLACMT74Collecteur mesures DataWatch n°0822-148U_SANS   PREVENTIFSans   préventifAR"]
["EXLPLCMT29","Régulation temp. congél  LPLCONG35/BAT01ARM13","U_METROLOGIE    12","Vérification CURATIVE température","AME","DEF","U602LPL","23U","586 089,00","3000-01-01",0,1,0,null,null,"BIOMED_ULIS","EXLPLCMT29Régulation temp. congél  LPLCONG35/BAT01ARM13U_METROLOGIE    12Vérification CURATIVE température23U"]
["LPLCMT55","Enreg température LPLETUV05/BAT01ARM13","U_METR000012","Vérification PERIODIQUE température","MPS","DEF","U602LPL","23U","610 702,00","2024-09-16",3,1,0,52,1,"BIOMED_ULIS","LPLCMT55Enreg température LPLETUV05/BAT01ARM13U_METR000012Vérification PERIODIQUE température23U52"]
["EPL2FL09","Hotte flux laminaire Type II","U_CLIM000203","Vitesses souff. repri. termi. pour Emery","MPS","AR","U406","21U","610 748,00","2024-10-16",3,1,0,52,1,"BIOMED_ULIS","EPL2FL09Hotte flux laminaire Type IIU_CLIM000203Vitesses souff. repri. termi. pour Emery21U52"]
["PAMIC05","Microscope Olympus BH2","U_LABO000005","Maintenance préventive","MPS","DEF","U880","70U","148 797,00","3000-01-01",0,1,0,null,null,"BIOTECH_ULIS","PAMIC05Microscope Olympus BH2U_LABO000005Maintenance préventive70U"]
["EXQCTSFOUR03","Module four à colonne  pour Chaine HPLC Agilent","U_SANS   PREVENTIF","Sans   préventif","MC","AR","U855","AR",null,"3000-01-01",0,1,0,null,null,"BIOTECH_ULIS","EXQCTSFOUR03Module four à colonne  pour Chaine HPLC AgilentU_SANS   PREVENTIFSans   préventifAR"]
["LPLCMCT20","Minuteur Fisher Scientific n°802233258","U_METR000005","Vérification PERIODIQUE temps","MPS","AR","U602LPL","23U","610 643,00","2024-08-01",3,1,0,52,1,"BIOMED_ULIS","LPLCMCT20Minuteur Fisher Scientific n°802233258U_METR000005Vérification PERIODIQUE temps23U52"]
["MFPROND01","Onduleur lyo du local 1259","U_ELEC000020","Maintenance onduleur","MPS","DEF","U222ELE","10U","641 442,00","2025-05-02",3,1,0,365,0,"BIOTECH_ULIS","MFPROND01Onduleur lyo du local 1259U_ELEC000020Maintenance onduleur10U365"]
["ALBELEV01","Bras manutention hydraulique R005 & R006","U_CONT000037","Visite réglementaire palan","MPS","DEF","U440","15U","632 225,00","2025-07-17",3,120,0,52,1,"BIOMED_ULIS","ALBELEV01Bras manutention hydraulique R005 & R006U_CONT000037Visite réglementaire palan15U52"]
["PAFL05","Hotte sécurité microbio (PSMII)","U_LABO000006","Qualification périodique","MPS","AR","U880","70U","660 157,00","2024-12-17",3,1,0,13,1,"BIOTECH_ULIS","PAFL05Hotte sécurité microbio (PSMII)U_LABO000006Qualification périodique70U13"]
["LPLCMW02","Masse autocontrôle de 500mg","U_METROLOGIE    32","Vérif. CURATIVE masse autocontrôle","AME","DEF","U602LPL","23U","102 157,00","3000-01-01",0,1,0,null,null,"BIOMED_ULIS","LPLCMW02Masse autocontrôle de 500mgU_METROLOGIE    32Vérif. CURATIVE masse autocontrôle23U"]
["LPLCMT75","Régulation temp congélateur LPLCONG39/BAT01ARM02","U_METROLOGIE    12","Vérification CURATIVE température","AME","DEF","U602LPL","23U","102 176,00","3000-01-01",0,1,0,null,null,"BIOMED_ULIS","LPLCMT75Régulation temp congélateur LPLCONG39/BAT01ARM02U_METROLOGIE    12Vérification CURATIVE température23U"]
["EXGTBIP03","Réseau IP n°3 contrôle d'accès","U_CURATIF","Urgent","MC","AR","U130","AR","102 678,00","3000-01-01",0,1,0,null,null,"BIOMED_ULIS","EXGTBIP03Réseau IP n°3 contrôle d'accèsU_CURATIFUrgentAR"]
["ADECMT31","Enreg. temp. ADECONG03/BAT01ARM12","U_METR000012","Vérification PERIODIQUE température","MPS","AR","U421DEAE","11U","652 864,00","2025-09-27",3,1,0,52,1,"BIOMED_ULIS","ADECMT31Enreg. temp. ADECONG03/BAT01ARM12U_METR000012Vérification PERIODIQUE température11U52"]
["RF41R01","Bouteil. 32l ce PS:25b PE:36,9b","U_FROI000028","Maintenance annuelle préalable au contrôle","MPS","DEF","U222RF","10U","114 591,00","3000-01-01",0,1,0,null,null,"BIOMED_ULIS","RF41R01Bouteil. 32l ce PS:25b PE:36,9bU_FROI000028Maintenance annuelle préalable au contrôle10U"]
["TECHOUT16","Soudeuse par points 200mm atel. central","U_CONTROLES","Travaux remise en état suite vérification réglementaire","MC","DEF","U200","11U","105 274,00","3000-01-01",0,1,0,null,null,"BIOMED_ULIS","TECHOUT16Soudeuse par points 200mm atel. centralU_CONTROLESTravaux remise en état suite vérification réglementaire11U"]
["MGPTRP11","Transpalette électrique","U_CURA062018","Retrait inox sur fourche","MC","DEF","U406","11U","103 455,00","3000-01-01",0,1,0,null,null,"BIOMED_ULIS","MGPTRP11Transpalette électriqueU_CURA062018Retrait inox sur fourche11U"]
["EXRIMC10","Centrifugeuse de carte gel","U_SANS   PREVENTIF","Sans   préventif","MC","AR","U624UAP","AR",null,"2012-10-31",0,1,0,null,null,"BIOMED_ULIS","EXRIMC10Centrifugeuse de carte gelU_SANS   PREVENTIFSans   préventifAR"]
["EXRIMCMT46","Enreg n°2 temp Ch froide RIMCF01/BAT12ARM03","U_SANS   PREVENTIF","Sans   préventif","MC","AR","U624UAP","AR",null,"2012-11-06",0,1,0,null,null,"BIOMED_ULIS","EXRIMCMT46Enreg n°2 temp Ch froide RIMCF01/BAT12ARM03U_SANS   PREVENTIFSans   préventifAR"]
["ADECMP114_147","Mesure pression sortie pompe produit / WFI","U_METROLOGIE    15","Vérification CURATIVE pression","AME","DEF","U421DEAE","11U","104 117,00","3000-01-01",0,1,0,null,null,"BIOMED_ULIS","ADECMP114_147Mesure pression sortie pompe produit / WFIU_METROLOGIE    15Vérification CURATIVE pression11U"]
["BAT08GAMMA","Bâtiment 8 atelier gamma","U_CURA062181","Contrôle état armoires électriques","MC","DEF","U200BATP","11U","104 178,00","3000-01-01",0,1,0,null,null,"BIOMED_ULIS","BAT08GAMMABâtiment 8 atelier gammaU_CURA062181Contrôle état armoires électriques11U"]
["AC65CE01","Extracteur atelier découpe tubulures","U_CLIM000205","Maintenance extraction / ventilation","MPS","AR","U222AC","10U","614 444,00","2024-10-01",3,1,0,52,1,"BIOMED_ULIS","AC65CE01Extracteur atelier découpe tubuluresU_CLIM000205Maintenance extraction / ventilation10U52"]
["EXMGPTRP06","Transpalette électrique n°6","U_SANS   PREVENTIF","Sans   préventif","MC","AR","U406","AR",null,"2012-11-20",0,1,0,null,null,"BIOMED_ULIS","EXMGPTRP06Transpalette électrique n°6U_SANS   PREVENTIFSans   préventifAR"]
["EPL2TRP16","Transpalette grande hauteur","U_CONTROLES","Travaux remise en état suite vérification réglementaire","MC","DEF","U406","11U","601 446,00","3000-01-01",0,1,0,null,null,"BIOMED_ULIS","EPL2TRP16Transpalette grande hauteurU_CONTROLESTravaux remise en état suite vérification réglementaire11U"]
["ADECMS145_012","Mesure vitesse agitatation cuve récept°","U_METROLOGIE    14","Vérification CURATIVE mesure vitesse","MC","AR","U421DEAE","11U","391 949,00","2050-01-01",0,1,0,null,null,"BIOMED_ULIS","ADECMS145_012Mesure vitesse agitatation cuve récept°U_METROLOGIE    14Vérification CURATIVE mesure vitesse11U"]
["EXTECHCMM09","Indication hygrométrie TECHU14","U_METROLOGIE    23","Vérification CURATIVE hygrométrique","MC","AR","U720","10U",null,"2049-01-01",0,1,0,null,null,"BIOMED_ULIS","EXTECHCMM09Indication hygrométrie TECHU14U_METROLOGIE    23Vérification CURATIVE hygrométrique10U"]
["UDA1UR09","Chaine UPLC WATERS ensemble de 6 modules","U_LABO000006","Qualification périodique","MPS","DEF","U855","70U","628 111,00","2025-01-30",3,1,0,365,0,"BIOTECH_ULIS","UDA1UR09Chaine UPLC WATERS ensemble de 6 modulesU_LABO000006Qualification périodique70U365"]
["EX1RIMCMT40","Indication de température RIMBT03","U_SANS   PREVENTIF","Sans   préventif","MC","AR","U624UAP","AR",null,"2012-12-06",0,1,0,null,null,"BIOMED_ULIS","EX1RIMCMT40Indication de température RIMBT03U_SANS   PREVENTIFSans   préventifAR"]
["GAMTN","Tableau de pontage sortie réacteurs","U_PROC000052","Remplacement des joints du tableau de pontage","MPS","DEF","U441","11U","619 306,00","2024-12-22",3,1,0,365,0,"BIOMED_ULIS","GAMTNTableau de pontage sortie réacteursU_PROC000052Remplacement des joints du tableau de pontage11U365"]
["EXLPLCONG20","Congélateur -40°C","U_SANS   PREVENTIF","Sans   préventif","MC","AR","U602LPL","AR",null,"3000-01-01",0,1,0,null,null,"BIOMED_ULIS","EXLPLCONG20Congélateur -40°CU_SANS   PREVENTIFSans   préventifAR"]
["EXOPLCMT85","Enreg temp OPLREF06/OPLUR04","U_SANS   PREVENTIF","Sans   préventif","MC","AR","U601OPL","AR",null,"3000-01-01",0,1,0,null,null,"BIOMED_ULIS","EXOPLCMT85Enreg temp OPLREF06/OPLUR04U_SANS   PREVENTIFSans   préventifAR"]
["PLACEL02","Chariot élévateur déchargement plasma","U_CONT000032","Visite réglementaire","MPS","DEF","U440LEV","15U","632 020,00","2024-09-12",3,30,0,26,1,"BIOMED_ULIS","PLACEL02Chariot élévateur déchargement plasmaU_CONT000032Visite réglementaire15U26"]
["EXUDA4SPC07","Spectrophotomètre Shimadzu","U_SANS   PREVENTIF","Sans   préventif","MC","AR","U855","AR",null,"2013-01-25",0,1,0,null,null,"BIOTECH_ULIS","EXUDA4SPC07Spectrophotomètre ShimadzuU_SANS   PREVENTIFSans   préventifAR"]
["ADECMT44","Affichage local T° coeur produit","U_METR000012","Vérification PERIODIQUE température","MPS","DEF","U421DEAE","11U","627 683,00","2025-01-31",3,1,0,52,1,"BIOMED_ULIS","ADECMT44Affichage local T° coeur produitU_METR000012Vérification PERIODIQUE température11U52"]
["RW2","Réseau eaux pluviales avenue Tropiques","U_BATI000036","Pompage et nettoyage des regards","MPS","DEF","U235BATU","13U","610 554,00","2024-12-20",3,1,0,52,1,"BIOMED_ULIS",{"$f":"_xlfn.TEXTJOIN(\"\",TRUE,A9474:D9474,H9474,N9474)","v":"RW2Réseau eaux pluviales avenue TropiquesU_BATI000036Pompage et nettoyage des regards13U52"}]
["EXLPRCMT02","Thermomètre HANNA 08660227","U_METROLOGIE    12","Vérification CURATIVE température","MC","DEF","U440COM","24U","107 471,00","3000-01-01",0,1,0,null,null,"BIOMED_ULIS","EXLPRCMT02Thermomètre HANNA 08660227U_METROLOGIE    12Vérification CURATIVE température24U"]
["PLAEQUIP","Equipements spécifiques plasma","U_PROC000055","Passage à l'heure d'été","MPS","DEF","U410","11U","633 451,00","2025-03-28",3,1,0,1,3,"BIOMED_ULIS","PLAEQUIPEquipements spécifiques plasmaU_PROC000055Passage à l'heure d'été11U1"]
["EXADECMT114_085","Aff. Enreg. temp. sortie pompe booster","U_SANS   PREVENTIF","Sans   préventif","MC","AR","U421DEAE","AR",null,"2013-03-06",0,1,0,null,null,"BIOMED_ULIS","EXADECMT114_085Aff. Enreg. temp. sortie pompe boosterU_SANS   PREVENTIFSans   préventifAR"]
["ADER143_070","Cuve de Stockage","U_MECA000158","Maintenance cuve fixe","MPS","DEF","U421DEAE","11U","643 961,00","2025-05-12",3,1,0,365,0,"BIOMED_ULIS","ADER143_070Cuve de StockageU_MECA000158Maintenance cuve fixe11U365"]
["ADECMP114_031","Mesure pression sortie colonne","U_METR000015","Vérification PERIODIQUE pression","MPS","DEF","U421DEAE","11U","639 934,00","2025-04-08",3,1,0,365,0,"BIOMED_ULIS","ADECMP114_031Mesure pression sortie colonneU_METR000015Vérification PERIODIQUE pression11U365"]
["ADECMQ121_037","Comptage débit filtrat (METRO_ADEFQ121_037.PV)","U_METROLOGIE    30","Vérification CURATIVE de comptage","AME","DEF","U421DEAE","11U","109 680,00","3000-01-01",0,1,0,null,null,"BIOMED_ULIS","ADECMQ121_037Comptage débit filtrat (METRO_ADEFQ121_037.PV)U_METROLOGIE    30Vérification CURATIVE de comptage11U"]
["ADECMQ121_131","Comptage débit envoi WFI (METRO_ADEFQ121_131.PV)","U_METROLOGIE    30","Vérification CURATIVE de comptage","AME","DEF","U421DEAE","11U","109 684,00","3000-01-01",0,1,0,null,null,"BIOMED_ULIS","ADECMQ121_131Comptage débit envoi WFI (METRO_ADEFQ121_131.PV)U_METROLOGIE    30Vérification CURATIVE de comptage11U"]
["BAT08RC54","Couloir de circulation central","U_CURA064013","Tapis de sol à recoller","MC","DEF","U200BATP","13U","109 817,00","3000-01-01",0,1,0,null,null,"BIOMED_ULIS","BAT08RC54Couloir de circulation centralU_CURA064013Tapis de sol à recoller13U"]
["ADER124_001","Cuve UF de 150L","U_PROC000072","Vérification PERIODIQUE température","MPS","DEF","U421DEAE","11U","627 773,00","2025-02-08",3,1,0,365,0,"BIOMED_ULIS","ADER124_001Cuve UF de 150LU_PROC000072Vérification PERIODIQUE température11U365"]
["ADER177_001","Cuve mobile 643L avec double enveloppe","U_PROC000024","Nettoyage et contrôle agitateur GMP","MPS","DEF","U421DEAE","11U","618 284,00","2024-11-27",3,1,0,365,0,"BIOMED_ULIS","ADER177_001Cuve mobile 643L avec double enveloppeU_PROC000024Nettoyage et contrôle agitateur GMP11U365"]
["TAMCMP111_148","Pression sortie pompe tampon123","U_METR000015","Vérification PERIODIQUE pression","MPS","AR","U421DEAE","11U","633 290,00","2025-03-08",3,1,0,365,0,"BIOMED_ULIS","TAMCMP111_148Pression sortie pompe tampon123U_METR000015Vérification PERIODIQUE pression11U365"]
["BAT04ARM01","Baie Réseaux B4","U_SANS   PREVENTIF","Sans   préventif","MC","AR","U200","AR",null,"2049-12-31",0,1,0,null,null,"BIOMED_ULIS","BAT04ARM01Baie Réseaux B4U_SANS   PREVENTIFSans   préventifAR"]
["MFPRCMT50","Enreg Temp MFPRETUV07 / BAT01ARM06","U_METROLOGIE    12","Vérification CURATIVE température","MC","AR","U868","70U","515 480,00","3000-01-01",0,1,0,null,null,"BIOTECH_ULIS","MFPRCMT50Enreg Temp MFPRETUV07 / BAT01ARM06U_METROLOGIE    12Vérification CURATIVE température70U"]
["LPRCMQ03","Pipette 10-100 µl n°010640B","U_METR000031","Vérification PERIODIQUE micropipette","MPS","DEF","U440COM","24U","628 527,00","2024-07-01",3,1,0,26,1,"BIOMED_ULIS","LPRCMQ03Pipette 10-100 µl n°010640BU_METR000031Vérification PERIODIQUE micropipette24U26"]
["SEAI28-1151","Extinct. auto AC08ARM01 1151","U_CONT000018","Contrôle réglementaire détection incendie","MPS","DEF","U130","80U","526 051,00","2022-01-19",3,1,0,26,1,"BIOMED_ULIS","SEAI28-1151Extinct. auto AC08ARM01 1151U_CONT000018Contrôle réglementaire détection incendie80U26"]
["SEAI09-8SS13","Extinct. auto GAMARM00 et 08 8SS13","U_CONT000018","Contrôle réglementaire détection incendie","MPS","DEF","U130","80U","526 032,00","2022-01-19",3,1,0,26,1,"BIOMED_ULIS","SEAI09-8SS13Extinct. auto GAMARM00 et 08 8SS13U_CONT000018Contrôle réglementaire détection incendie80U26"]
["DGAO","Réseaux détection gaz alcool oxygène","U_CONTROLES","Travaux remise en état suite vérification réglementaire","MC","REGL","U130","80U","376 711,00","3000-01-01",0,1,0,null,null,"BIOMED_ULIS","DGAORéseaux détection gaz alcool oxygèneU_CONTROLESTravaux remise en état suite vérification réglementaire80U"]
["SEAI16-8SS15","Extinct. auto WFIARM03 8SS15","U_CONTROLES","Travaux remise en état suite vérification réglementaire","MC","DEF","U130","80U",null,"2049-12-31",0,1,0,null,null,"BIOMED_ULIS","SEAI16-8SS15Extinct. auto WFIARM03 8SS15U_CONTROLESTravaux remise en état suite vérification réglementaire80U"]
["ADECMW121_009","Poids cuve UF 30L","U_METR000013","Vérification PERIODIQUE température","MPS","AR","U421DEAE","11U","618 303,00","2024-11-28",3,1,0,365,0,"BIOMED_ULIS","ADECMW121_009Poids cuve UF 30LU_METR000013Vérification PERIODIQUE température11U365"]
["ADECMF111_131","Mesure Débit envoi WFI/produit","U_METR000011","Vérification PERIODIQUE de débit","MPS","AR","U421DEAE","11U","633 271,00","2025-03-08",3,1,0,365,0,"BIOMED_ULIS","ADECMF111_131Mesure Débit envoi WFI/produitU_METR000011Vérification PERIODIQUE de débit11U365"]
["BAT11CMT104","Enreg Temp ambiance CF 04 /BAT11ARM01","U_METR000016","Vérif. PERIODIQUE température enceinte","MPS","AR","U406","10U","641 537,00","2025-05-23",3,1,0,52,1,"BIOMED_ULIS","BAT11CMT104Enreg Temp ambiance CF 04 /BAT11ARM01U_METR000016Vérif. PERIODIQUE température enceinte10U52"]
["BAT11CMT113","Enreg Temp ambiance CF 13 /BAT11ARM01","U_METROLOGIE    16","Vérif. CURATIVE température enceinte","MC","AR","U406","10U",null,"2049-12-29",0,1,0,null,null,"BIOMED_ULIS","BAT11CMT113Enreg Temp ambiance CF 13 /BAT11ARM01U_METROLOGIE    16Vérif. CURATIVE température enceinte10U"]
["ADER167_001","Cuve mobile 400L","U_MECA000142","Maintenance préventive cuve tampon","MPS","DEF","U421DEAE","11U","640 105,00","2025-04-28",3,1,0,365,0,"BIOMED_ULIS","ADER167_001Cuve mobile 400LU_MECA000142Maintenance préventive cuve tampon11U365"]
["CBC05","Centrifugeuse DIAMED n°1001747 D.xx","U_CONT000026","Vérif. réglementaire machines","MPS","DEF","U855","70U","474 172,00","3000-01-01",0,1,0,null,null,"BIOTECH_ULIS","CBC05Centrifugeuse DIAMED n°1001747 D.xxU_CONT000026Vérif. réglementaire machines70U"]
["CBC08","Centrifugeuse EPPENDORF n°5407BO733828","U_CONTROLES","Travaux remise en état suite vérification réglementaire","MC","DEF","U855","70U",null,"2049-12-31",0,1,0,null,null,"BIOTECH_ULIS","CBC08Centrifugeuse EPPENDORF n°5407BO733828U_CONTROLESTravaux remise en état suite vérification réglementaire70U"]
["ADER166_001","Cuve mobile 70L, double enveloppe","U_ELEC000019","Contrôle protection elect. cuve mobile","MPS","DEF","U421DEAE","11U","648 569,00","2025-02-17",3,1,0,26,1,"BIOMED_ULIS","ADER166_001Cuve mobile 70L, double enveloppeU_ELEC000019Contrôle protection elect. cuve mobile11U26"]
["RF41","Production fluide frigorigène n°2 GW3/4","U_CONTROLES","Travaux remise en état suite vérification réglementaire","MC","DEF","U222RF","10U","111 864,00","3000-01-01",0,1,0,null,null,"BIOMED_ULIS","RF41Production fluide frigorigène n°2 GW3/4U_CONTROLESTravaux remise en état suite vérification réglementaire10U"]
["MGPTRP10","Transpalette électrique","U_CURA064591","Roue HS","MC","DEF","U406","11U","141 598,00","3000-01-01",0,1,0,null,null,"BIOMED_ULIS","MGPTRP10Transpalette électriqueU_CURA064591Roue HS11U"]
["EXSSISDI13","Système détection incendie BAT1/2/3/5","U_CONTROLES","Travaux remise en état suite vérification réglementaire","MC","DEF","U130","13U","157 851,00","3000-01-01",0,1,0,null,null,"BIOMED_ULIS","EXSSISDI13Système détection incendie BAT1/2/3/5U_CONTROLESTravaux remise en état suite vérification réglementaire13U"]
["ADEUF122","Skid ultrafiltration Fac IX ou Kanokad","U_PROC000063","Maintenance skid","MPS","DEF","U421DEAE","11U","652 799,00","2025-09-14",3,1,0,365,0,"BIOMED_ULIS","ADEUF122Skid ultrafiltration Fac IX ou KanokadU_PROC000063Maintenance skid11U365"]
["EXLPRCMQ10","Pipette 100-1000 µl n°JD05164","U_METROLOGIE    31","Vérification CURATIVE micropipette","MC","DEF","U440COM","24U","112 603,00","3000-01-01",0,1,0,null,null,"BIOMED_ULIS","EXLPRCMQ10Pipette 100-1000 µl n°JD05164U_METROLOGIE    31Vérification CURATIVE micropipette24U"]
["GTBSM03005","Contrôleur d'accès","U_ELEC000028","Changement batteries contrôleur d'accès","MPS","DEF","U130","80U","514 437,00","2025-03-21",3,1,0,208,1,"BIOMED_ULIS","GTBSM03005Contrôleur d'accèsU_ELEC000028Changement batteries contrôleur d'accès80U208"]
["GTBSM07003","Contrôleur d'accès","U_ELEC000028","Changement batteries contrôleur d'accès","MPS","DEF","U130","80U","514 453,00","2025-03-21",3,1,0,208,1,"BIOMED_ULIS","GTBSM07003Contrôleur d'accèsU_ELEC000028Changement batteries contrôleur d'accès80U208"]
["SEAI16-8SS15","Extinct. auto WFIARM03 8SS15","U_ELEC000029","Changt batteries Syst Ext Auto Incendie","MPS","DEF","U130","80U","520 655,00","2025-05-21",3,1,0,208,1,"BIOMED_ULIS","SEAI16-8SS15Extinct. auto WFIARM03 8SS15U_ELEC000029Changt batteries Syst Ext Auto Incendie80U208"]
["SEAI33-20RC01","Extinct. auto PE10ARM01 PE10ARM02 20RC01","U_ELEC000029","Changt batteries Syst Ext Auto Incendie","MPS","DEF","U130","80U","520 673,00","2025-05-21",3,1,0,208,1,"BIOMED_ULIS","SEAI33-20RC01Extinct. auto PE10ARM01 PE10ARM02 20RC01U_ELEC000029Changt batteries Syst Ext Auto Incendie80U208"]
["BAT11CMT203","Enreg temp produit CF 03 / BAT11ARM01","U_METROLOGIE    16","Vérif. CURATIVE température enceinte","MC","AR","U406","10U",null,"2049-07-11",0,1,0,null,null,"BIOMED_ULIS","BAT11CMT203Enreg temp produit CF 03 / BAT11ARM01U_METROLOGIE    16Vérif. CURATIVE température enceinte10U"]
["BAT11CMT336","Enreg temp ambiance CF 36 / BAT11ARM02","U_METROLOGIE    16","Vérif. CURATIVE température enceinte","MC","AR","U406","10U",null,"2049-07-11",0,1,0,null,null,"BIOMED_ULIS",{"$f":"_xlfn.TEXTJOIN(\"\",TRUE,A10114:D10114,H10114,N10114)","v":"BAT11CMT336Enreg temp ambiance CF 36 / BAT11ARM02U_METROLOGIE    16Vérif. CURATIVE température enceinte10U"}]
["ADECR113_044","Colonne chromato S200","U_PROC000073","Maintenance colonne de chromatographie","MPS","DEF","U421DEAE","11U","639 865,00","2025-03-28",3,1,0,365,0,"BIOMED_ULIS","ADECR113_044Colonne chromato S200U_PROC000073Maintenance colonne de chromatographie11U365"]
["LPRDIL01","Diluteur Hamilton n° ML600CA2905","U_METR000026","Vérification PERIODIQUE labo extérieur","MPS","DEF","U440COM","24U","602 753,00","2049-06-29",0,1,0,null,null,"BIOMED_ULIS","LPRDIL01Diluteur Hamilton n° ML600CA2905U_METR000026Vérification PERIODIQUE labo extérieur24U"]
["WW1CMA04","Régulation pH fosse ouest 1","U_METROLOGIE    33","Vérification CURATIVE de pH-mètre","MC","DEF","U235WW","11U","470 958,00","2050-01-01",0,1,0,null,null,"BIOMED_ULIS","WW1CMA04Régulation pH fosse ouest 1U_METROLOGIE    33Vérification CURATIVE de pH-mètre11U"]
["CHRP101","Pompe vidange acide péracétique PW - CHR01","U_AVEC","Gammes à associer","MPS","AR","U222PW","AR",null,"2020-12-31",0,1,0,null,null,"BIOMED_ULIS","CHRP101Pompe vidange acide péracétique PW - CHR01U_AVECGammes à associerAR"]
["PWCMC06","Mesure  conductivité retour PWSBD50","U_METROLOGIE    18","Vérification CURATIVE conductivité circuit","MC","METR","U236PW","11U","431 024,00","2050-01-01",0,1,0,null,null,"BIOMED_ULIS","PWCMC06Mesure  conductivité retour PWSBD50U_METROLOGIE    18Vérification CURATIVE conductivité circuit11U"]
["PWCMP09","Mesure pression sortie filtre PWUF01","U_METROLOGIE    15","Vérification CURATIVE pression","MC","METR","U236PW","11U","540 930,00","3000-01-01",0,1,0,null,null,"BIOMED_ULIS","PWCMP09Mesure pression sortie filtre PWUF01U_METROLOGIE    15Vérification CURATIVE pression11U"]
["EXLPRCMT03","Enregistrement T° LPRREF04 / BAT01ARM12","U_METR000012","Vérification PERIODIQUE température","MPS","DEF","U440COM","24U","599 225,00","3000-01-01",0,1,0,null,null,"BIOMED_ULIS","EXLPRCMT03Enregistrement T° LPRREF04 / BAT01ARM12U_METR000012Vérification PERIODIQUE température24U"]
["LPRCMT04","Enregistrement T° LPRREF01 / BAT01ARM12","U_METR000012","Vérification PERIODIQUE température","MPS","AR","U440COM","24U","649 319,00","2025-07-20",3,1,0,52,1,"BIOMED_ULIS","LPRCMT04Enregistrement T° LPRREF01 / BAT01ARM12U_METR000012Vérification PERIODIQUE température24U52"]
["UDP2CMT60","Enreg T° UDP2CONG05 / BAT01PLC16","U_METR000012","Vérification PERIODIQUE température","MPS","AR","U851","70U","616 942,00","2024-10-18",3,1,0,52,1,"BIOTECH_ULIS","UDP2CMT60Enreg T° UDP2CONG05 / BAT01PLC16U_METR000012Vérification PERIODIQUE température70U52"]
["GAMR01","Cuve n°1 remise en solution pâtes gamma","U_CURA065379","Lulière hublot à remettre en état","MC","DEF","U441","11U","114 084,00","3000-01-01",0,1,0,null,null,"BIOMED_ULIS","GAMR01Cuve n°1 remise en solution pâtes gammaU_CURA065379Lulière hublot à remettre en état11U"]
["ADECMP129_002","Pression rétentat","U_METROLOGIE    15","Vérification CURATIVE pression","MC","DEF","U421DEAE","11U","114 532,00","3000-01-01",0,1,0,null,null,"BIOMED_ULIS","ADECMP129_002Pression rétentatU_METROLOGIE    15Vérification CURATIVE pression11U"]
["EXEPL2IMP08","Imprimante autoclave atelier tubulures","U_SANS   PREVENTIF","Sans   préventif","MC","AR","U406","AR",null,"2049-12-31",0,1,0,null,null,"BIOMED_ULIS","EXEPL2IMP08Imprimante autoclave atelier tubuluresU_SANS   PREVENTIFSans   préventifAR"]
["EXBCHCMCT15","Chronomètre chimie n°1","U_METR000005","Vérification PERIODIQUE temps","MPS","DEF","U624UAP","22U","589 347,00","2049-05-02",0,1,0,null,null,"BIOMED_ULIS","EXBCHCMCT15Chronomètre chimie n°1U_METR000005Vérification PERIODIQUE temps22U"]
["EXMCBLAB02","Numérateur de germes par fluorescence (MCBNUMG01)","U_LABO000002","A contrôler par prestataire externe","MPS","DEF","U640MCB","21U","568 669,00","2023-06-20",3,1,0,26,1,"BIOMED_ULIS","EXMCBLAB02Numérateur de germes par fluorescence (MCBNUMG01)U_LABO000002A contrôler par prestataire externe21U26"]
["BAT11CMT135","Enreg temp sonde ambiance n°135 11RC35 niveau 9m/BAT11ARM02","U_METR000016","Vérif. PERIODIQUE température enceinte","MPS","AR","U200BATP","10U","569 252,00","2049-10-01",3,1,0,52,1,"BIOMED_ULIS","BAT11CMT135Enreg temp sonde ambiance n°135 11RC35 niveau 9m/BAT11ARM02U_METR000016Vérif. PERIODIQUE température enceinte10U52"]
["TECHOUT84","Appareil de controle TA","U_CONT000055","Controle réglementaire appareil","MPS","AR","U222","10U","542 775,00","2049-02-06",0,1,0,null,null,"BIOMED_ULIS","TECHOUT84Appareil de controle TAU_CONT000055Controle réglementaire appareil10U"]
["LPLCMT86","Enreg temp LPLREF15","U_METROLOGIE    12","Vérification CURATIVE température","MC","DEF","U602LPL","23U","116 891,00","3000-01-01",0,1,0,null,null,"BIOMED_ULIS","LPLCMT86Enreg temp LPLREF15U_METROLOGIE    12Vérification CURATIVE température23U"]
["RF23","Production fluide frigorigène GW1/2","U_CONT000060","Visite réglementaire groupes froid","MPS","REGL","U222RF","15U","631 995,00","2026-02-17",3,30,0,730,0,"BIOMED_ULIS","RF23Production fluide frigorigène GW1/2U_CONT000060Visite réglementaire groupes froid15U730"]
["BAT01PTA21","Porte auto enroul. entrée BAT01280","U_CONT000052","Contrôle périodique porte 26S","MPS","DEF","U851","13U","589 147,00","2023-10-18",3,1,0,26,1,"BIOTECH_ULIS","BAT01PTA21Porte auto enroul. entrée BAT01280U_CONT000052Contrôle périodique porte 26S13U26"]
["WFISBD204","Sous boucle Eau PPI Ateliers GAMMA","U_CURA066637","Alarme GTC","MC","AR","U236WFI","11U","373 754,00","3000-01-01",0,1,0,null,null,"BIOMED_ULIS","WFISBD204Sous boucle Eau PPI Ateliers GAMMAU_CURA066637Alarme GTC11U"]
["RF14","Production n°4 fluide frigorigène -40°C","U_CONTROLES","Travaux remise en état suite vérification réglementaire","MC","DEF","U222RF","10U","118 840,00","3000-01-01",0,1,0,null,null,"BIOMED_ULIS","RF14Production n°4 fluide frigorigène -40°CU_CONTROLESTravaux remise en état suite vérification réglementaire10U"]
["EXETALCMT225","Température voie 15 / TECHUR11","U_METROLOGIE    12","Vérification CURATIVE température","MC","DEF","U720","50U","130 767,00","3000-01-01",0,1,0,null,null,"BIOMED_ULIS","EXETALCMT225Température voie 15 / TECHUR11U_METROLOGIE    12Vérification CURATIVE température50U"]
["ADEHEX111_003","Echangeur skid HSFF","U_MECA000161","Maintenance échangeur tubulaire","MPS","DEF","U421DEAE","11U","515 635,00","2026-07-03",3,1,0,260,1,"BIOMED_ULIS","ADEHEX111_003Echangeur skid HSFFU_MECA000161Maintenance échangeur tubulaire11U260"]
["ADEF141_018","Filtre ligne évent cuve","U_PROC000026","Remplacement cartouche filtration","MPS","DEF","U421DEAE","11U","598 227,00","3000-01-01",3,1,0,52,1,"BIOMED_ULIS","ADEF141_018Filtre ligne évent cuveU_PROC000026Remplacement cartouche filtration11U52"]
["ADECMP11","Indic. pression 1 ADEU01 (Palltronic)","U_METR000026","Vérification PERIODIQUE labo extérieur","MPS","DEF","U440COM","11U","644 135,00","2025-06-28",3,1,0,365,0,"BIOMED_ULIS","ADECMP11Indic. pression 1 ADEU01 (Palltronic)U_METR000026Vérification PERIODIQUE labo extérieur11U365"]
["UDA1CMQ116","Pipette multicanaux 0.5-10µl","U_SANS   PREVENTIF","Sans   préventif","MC","AR","U855","AR",null,"3000-01-01",0,1,0,null,null,"BIOTECH_ULIS","UDA1CMQ116Pipette multicanaux 0.5-10µlU_SANS   PREVENTIFSans   préventifAR"]
["MFPRLYO01","Lyophilisateur KLEE","U_LABO000006","Qualification périodique","MPS","DEF","U868","70U","621 649,00","2024-11-29",3,1,0,365,0,"BIOTECH_ULIS","MFPRLYO01Lyophilisateur KLEEU_LABO000006Qualification périodique70U365"]
["EXACA4VC47","Ventilo-convecteur laboratoire 1279","U_SANS   PREVENTIF","Sans   préventif","MC","AR","U222AC","AR",null,"2049-12-31",0,1,0,null,null,"BIOTECH_ULIS","EXACA4VC47Ventilo-convecteur laboratoire 1279U_SANS   PREVENTIFSans   préventifAR"]
["EXOPLCMW05","Masse autocontrôle de 5g ZG169","U_SANS   PREVENTIF","Sans   préventif","MC","AR","U601OPL","AR",null,"2049-12-31",0,1,0,null,null,"BIOMED_ULIS","EXOPLCMW05Masse autocontrôle de 5g ZG169U_SANS   PREVENTIFSans   préventifAR"]
["WFIHEX315_015","Ech. refroidissement skid ALFA2- GW0","U_MECA000044","Remplacement joints de plaques","MPS","DEF","U236WFI","11U","538 133,00","2027-07-19",3,1,0,260,1,"BIOMED_ULIS","WFIHEX315_015Ech. refroidissement skid ALFA2- GW0U_MECA000044Remplacement joints de plaques11U260"]
["CQBCMT37","Enreg T° CQBREF04 /BAT01ARM06","U_METROLOGIE    12","Vérification CURATIVE température","MC","AR","DEF","11U","417 940,00","2050-01-01",0,1,0,null,null,"BIOTECH_ULIS","CQBCMT37Enreg T° CQBREF04 /BAT01ARM06U_METROLOGIE    12Vérification CURATIVE température11U"]
["PLABATI815","Centrifugeuse plasma NS 815","U_CONT000026","Vérif. réglementaire machines","MPS","DEF","U410","15U","600 400,00","2024-07-12",3,60,0,365,0,"BIOMED_ULIS","PLABATI815Centrifugeuse plasma NS 815U_CONT000026Vérif. réglementaire machines15U365"]
["ADECMA02","Ph-mètre pH 197i n° 07190865","U_METROLOGIE    26","Vérification CURATIVE labo extérieur","MC","DEF","U421DEAE","11U","123 113,00","3000-01-01",0,1,0,null,null,"BIOMED_ULIS","ADECMA02Ph-mètre pH 197i n° 07190865U_METROLOGIE    26Vérification CURATIVE labo extérieur11U"]
["PLATB","Tableau de pontage sortie fondoir n°1","U_CURA068198","Remplacement des joints","MPC","AR","U440","11U","140 113,00","3000-01-01",0,1,0,null,null,"BIOMED_ULIS","PLATBTableau de pontage sortie fondoir n°1U_CURA068198Remplacement des joints11U"]
["EXTECHCMT198","Temp. couplée sonde fil chaud TECHU09","U_METR000026","Vérification PERIODIQUE labo extérieur","MPS","AR","U720","10U","491 184,00","2021-09-30",3,1,0,365,0,"BIOMED_ULIS","EXTECHCMT198Temp. couplée sonde fil chaud TECHU09U_METR000026Vérification PERIODIQUE labo extérieur10U365"]
["MGPPAL17","Palettier fixe ch. froide MGPCF04","U_CONTROLES","Travaux remise en état suite vérification réglementaire","MC","DEF","U406","13U","144 539,00","2050-01-01",0,1,0,null,null,"BIOMED_ULIS","MGPPAL17Palettier fixe ch. froide MGPCF04U_CONTROLESTravaux remise en état suite vérification réglementaire13U"]
["MGPPAL23","Palettier fixe ch. froide MGPCF12","U_CONTROLES","Travaux remise en état suite vérification réglementaire","MC","DEF","U406","13U","144 512,00","2050-01-01",0,1,0,null,null,"BIOMED_ULIS","MGPPAL23Palettier fixe ch. froide MGPCF12U_CONTROLESTravaux remise en état suite vérification réglementaire13U"]
["TECHCMW16","Balance de charge magasin","U_METR000003","Vérif. PERIODIQUE balance 31/150 Kg max","MPS","AR","U222","11U","643 625,00","2025-05-17",3,1,0,52,1,"BIOMED_ULIS","TECHCMW16Balance de charge magasinU_METR000003Vérif. PERIODIQUE balance 31/150 Kg max11U52"]
["ALBCMW03","Indication de poids ALBR002","U_METROLOGIE    13","Vérification CURATIVE pesons","PRO","METR","U440","11U","657 924,00","3000-01-01",0,1,0,null,null,"BIOMED_ULIS","ALBCMW03Indication de poids ALBR002U_METROLOGIE    13Vérification CURATIVE pesons11U"]
["CBCMT73","Enregist T° CBCONG12 / BAT01PLC17","U_METR000012","Vérification PERIODIQUE température","MPS","DEF","U855","70U","651 063,00","2025-06-29",3,1,0,365,0,"BIOTECH_ULIS","CBCMT73Enregist T° CBCONG12 / BAT01PLC17U_METR000012Vérification PERIODIQUE température70U365"]
["CBPLC05","BIACORE T200 n° 1843591","U_LABO000005","Maintenance préventive","MPS","DEF","U855","70U","647 475,00","2024-11-28",3,1,0,26,1,"BIOTECH_ULIS","CBPLC05BIACORE T200 n° 1843591U_LABO000005Maintenance préventive70U26"]
["BCHSOR08","Sorbonne","U_LABO000002","A contrôler par prestataire externe","MPS","DEF","U624UAP","22U","640 856,00","2025-06-17",3,1,0,52,1,"BIOMED_ULIS","BCHSOR08SorbonneU_LABO000002A contrôler par prestataire externe22U52"]
["BAT11PTA40","Porte auto sectionnelle mgp quai n°2","U_CURA069250","Améliorer étanchéité porte","AME","DEF","U200BATP","13U","126 703,00","3000-01-01",0,1,0,null,null,"BIOMED_ULIS","BAT11PTA40Porte auto sectionnelle mgp quai n°2U_CURA069250Améliorer étanchéité porte13U"]
["EPL2DES01","Déshydrateur chambre froide n°07","U_CLIM000213","Remplacement des filtres","MPS","AR","U222RF","10U","644 798,00","2024-12-16",3,1,0,26,1,"BIOMED_ULIS","EPL2DES01Déshydrateur chambre froide n°07U_CLIM000213Remplacement des filtres10U26"]
["BCHDIL10","Diluteur Hamilton n° MD91GM4418","U_SANS   PREVENTIF","Sans   préventif","MC","AR","U624UAP","AR",null,"2049-12-31",0,1,0,null,null,"BIOMED_ULIS","BCHDIL10Diluteur Hamilton n° MD91GM4418U_SANS   PREVENTIFSans   préventifAR"]
["ADER183_001","Cuve mobile 400L","U_ELEC000019","Contrôle protection elect. cuve mobile","MPS","AR","U421DEAE","11U","633 412,00","2024-09-20",3,1,0,26,1,"BIOMED_ULIS","ADER183_001Cuve mobile 400LU_ELEC000019Contrôle protection elect. cuve mobile11U26"]
["ADECMP180_009","Pression intérieur cuve mobile 70L","U_METR000015","Vérification PERIODIQUE pression","MPS","AR","U421DEAE","11U","652 825,00","2025-09-21",3,1,0,52,1,"BIOMED_ULIS","ADECMP180_009Pression intérieur cuve mobile 70LU_METR000015Vérification PERIODIQUE pression11U52"]
["ADECMS180_018","Vitesse agitation cuve mobile 70L","U_METROLOGIE    14","Vérification CURATIVE mesure vitesse","MC","AR","U421DEAE","11U","496 019,00","2050-01-01",0,1,0,null,null,"BIOMED_ULIS","ADECMS180_018Vitesse agitation cuve mobile 70LU_METROLOGIE    14Vérification CURATIVE mesure vitesse11U"]
["ADECMS182_018","Vitesse agitation cuve mobile 400L","U_METROLOGIE    14","Vérification CURATIVE mesure vitesse","MC","AR","U421DEAE","11U","624 573,00","3000-01-01",0,1,0,null,null,"BIOMED_ULIS","ADECMS182_018Vitesse agitation cuve mobile 400LU_METROLOGIE    14Vérification CURATIVE mesure vitesse11U"]
["EPL3ARM03","Armoire électrique machine tri n°2","U_SANS   PREVENTIF","Sans   préventif","MC","AR","U406","AR",null,"2049-12-31",0,1,0,null,null,"BIOMED_ULIS","EPL3ARM03Armoire électrique machine tri n°2U_SANS   PREVENTIFSans   préventifAR"]
["CQBLAB03","Flacon étalon 10 ml en verre avec fuite de 2,5","U_LABO000007","Vérification périodique","MPS","QUAL","U633","71U","408 237,00","2018-11-28",3,1,0,52,1,"BIOTECH_ULIS","CQBLAB03Flacon étalon 10 ml en verre avec fuite de 2,5U_LABO000007Vérification périodique71U52"]
["CQBLAB04","Flacon étalon 20 ml en verre avec fuite de 2,5","U_LABO000007","Vérification périodique","MPS","QUAL","U633","71U","408 238,00","2049-01-01",0,1,0,null,null,"BIOTECH_ULIS","CQBLAB04Flacon étalon 20 ml en verre avec fuite de 2,5U_LABO000007Vérification périodique71U"]
["EXPABT05","Bain-Marie Polystat 36 n°10240607","U_SANS   PREVENTIF","Sans   préventif","MC","AR","U880","70U",null,"3000-01-01",0,1,0,null,null,"BIOTECH_ULIS","EXPABT05Bain-Marie Polystat 36 n°10240607U_SANS   PREVENTIFSans   préventif70U"]
["AC14CMP01","Affichage pression roue","U_METROLOGIE    15","Vérification CURATIVE pression","MC","AR","U222AC","10U",null,"2049-11-19",0,1,0,null,null,"BIOMED_ULIS","AC14CMP01Affichage pression roueU_METROLOGIE    15Vérification CURATIVE pression10U"]
["RF23","Production fluide frigorigène GW1/2","U_FROID000053","Controle étanchéité","MPS","DEF","U222RF","10U","651 310,00","2025-09-08",3,1,0,365,0,"BIOMED_ULIS","RF23Production fluide frigorigène GW1/2U_FROID000053Controle étanchéité10U365"]
["RF42","Production fluide frigorigène n°3 GW3/4","U_FROID000053","Controle étanchéité","MPS","DEF","U222RF","10U","651 319,00","2025-09-08",3,1,0,365,0,"BIOMED_ULIS","RF42Production fluide frigorigène n°3 GW3/4U_FROID000053Controle étanchéité10U365"]
["RF31","Production fluide frigorigène n°2 GW0","U_FROID000054","Maintenance + Contrôle étanchéité","MPS","DEF","U222RF","10U","632 837,00","2025-03-10",3,1,0,365,0,"BIOMED_ULIS","RF31Production fluide frigorigène n°2 GW0U_FROID000054Maintenance + Contrôle étanchéité10U365"]
["GW5CMP362_029","Pression Fluide GW5/6 sur SB WFI DEAE","U_METROLOGIE    15","Vérification CURATIVE pression","MC","DEF","U222GW","11U","130 904,00","3000-01-01",0,1,0,null,null,"BIOMED_ULIS","GW5CMP362_029Pression Fluide GW5/6 sur SB WFI DEAEU_METROLOGIE    15Vérification CURATIVE pression11U"]
["UDA1C04","Centrifugeuse de paillasse réfrigérée D.38cm","U_CONTROLES","Travaux remise en état suite vérification réglementaire","MC","AR","U855","13U","558 605,00","3000-01-01",0,1,0,null,null,"BIOTECH_ULIS","UDA1C04Centrifugeuse de paillasse réfrigérée D.38cmU_CONTROLESTravaux remise en état suite vérification réglementaire13U"]
["WW1FOS01","Fosse OUEST (NEP/PW) relevage eaux usées","U_CURA071035","Défaut pression filtre","MC","AR","U235WW","11U","400 870,00","2050-01-01",0,1,0,null,null,"BIOMED_ULIS","WW1FOS01Fosse OUEST (NEP/PW) relevage eaux uséesU_CURA071035Défaut pression filtre11U"]
["EXBCHCMT36","Indic temp centrifugeur BCHC03","U_METR000026","Vérification PERIODIQUE labo extérieur","MPS","AR","U624UAP","22U","437 817,00","2020-04-08",3,1,0,52,1,"BIOMED_ULIS","EXBCHCMT36Indic temp centrifugeur BCHC03U_METR000026Vérification PERIODIQUE labo extérieur22U52"]
["EPL2TRP16","Transpalette grande hauteur","U_CURA071188","Boitier électrique à déposer","MC","DEF","U406","11U","131 748,00","3000-01-01",0,1,0,null,null,"BIOMED_ULIS","EPL2TRP16Transpalette grande hauteurU_CURA071188Boitier électrique à déposer11U"]
["UDA2CMT29","Ebro de secours n° 62449506","U_METR000012","Vérification PERIODIQUE température","MPS","DEF","U880","70U","616 947,00","2024-10-29",3,1,0,365,0,"BIOTECH_ULIS","UDA2CMT29Ebro de secours n° 62449506U_METR000012Vérification PERIODIQUE température70U365"]
["ADECMC112_137","Conductivité sortie diluteur","U_METROLOGIE    19","Vérification CURATIVE conductivité solution","MC","DEF","U421DEAE","11U","617 785,00","3000-01-01",0,1,0,null,null,"BIOMED_ULIS","ADECMC112_137Conductivité sortie diluteurU_METROLOGIE    19Vérification CURATIVE conductivité solution11U"]
["BAT11RC55","Pièce 11RC55  préparations/expéditions","U_CONT000064","Visite réglementaire palettiers fixes","MPS","DEF","U200BATP","13U","548 652,00","2023-05-20",3,1,0,52,1,"BIOMED_ULIS","BAT11RC55Pièce 11RC55  préparations/expéditionsU_CONT000064Visite réglementaire palettiers fixes13U52"]
["MGPCF03","Chambre froide n°3 stockage -40°C","U_CONTROLES","Travaux remise en état suite vérification réglementaire","MC","DEF","U406","13U",null,"2049-12-31",0,1,0,null,null,"BIOMED_ULIS","MGPCF03Chambre froide n°3 stockage -40°CU_CONTROLESTravaux remise en état suite vérification réglementaire13U"]
["EXGAMPLC07","Automate filtre press gamma GAMFP01","U_CURA071378","Changement d'étape","MC","AR","U441","11U","375 345,00","3000-01-01",0,1,0,null,null,"BIOMED_ULIS","EXGAMPLC07Automate filtre press gamma GAMFP01U_CURA071378Changement d'étape11U"]
["PWSBD50","Sous boucle distri. eau purifiée R&D","U_EAUX000049","Maintenance sous boucle","MPS","AR","U236PW","11U","547 667,00","2027-05-18",3,1,0,260,1,"BIOMED_ULIS","PWSBD50Sous boucle distri. eau purifiée R&DU_EAUX000049Maintenance sous boucle11U260"]
["UDA1CMT62","Ind T° sonde souple 4 de UDA1U02","U_METROLOGIE    12","Vérification CURATIVE température","MC","DEF","U855","70U",null,"3000-01-01",0,1,0,null,null,"BIOTECH_ULIS","UDA1CMT62Ind T° sonde souple 4 de UDA1U02U_METROLOGIE    12Vérification CURATIVE température70U"]
["WW1FOS01","Fosse OUEST (NEP/PW) relevage eaux usées","U_CURA071703","Alarme GTC","MC","AR","U235WW","11U","376 923,00","3000-01-01",0,1,0,null,null,"BIOMED_ULIS","WW1FOS01Fosse OUEST (NEP/PW) relevage eaux uséesU_CURA071703Alarme GTC11U"]
["AC80CD48","Condenseur climatisation 1329/1330","U_CLIM000207","Maintenance climatiseur","MPS","DEF","U222AC","10U","134 892,00","3000-01-01",0,1,0,null,null,"BIOMED_ULIS","AC80CD48Condenseur climatisation 1329/1330U_CLIM000207Maintenance climatiseur10U"]
["AC40CD01","Condenseur clim 18RC02/03/04/05/07","U_CLIM000207","Maintenance climatiseur","MPS","DEF","U222AC","10U","657 481,00","3000-01-01",0,1,0,null,null,"BIOMED_ULIS","AC40CD01Condenseur clim 18RC02/03/04/05/07U_CLIM000207Maintenance climatiseur10U"]
["AC79CD47","Condenseur climatisation 1331/1332","U_FROID000053","Controle étanchéité","MPS","DEF","U222AC","10U","371 577,00","2049-06-11",0,1,0,null,null,"BIOMED_ULIS","AC79CD47Condenseur climatisation 1331/1332U_FROID000053Controle étanchéité10U"]
["AC40CD22","Condenseur clim 18206/208/209/210/211","U_FROID000053","Controle étanchéité","MPS","DEF","U222AC","10U","644 616,00","2025-06-02",3,1,0,52,1,"BIOMED_ULIS","AC40CD22Condenseur clim 18206/208/209/210/211U_FROID000053Controle étanchéité10U52"]
["ALBFP05","Filtre presse temps IV","U_MECA000166","Maintenance réseau hydraulique FP","MPS","DEF","U440","11U","515 641,00","2027-07-16",3,1,0,312,1,"BIOMED_ULIS","ALBFP05Filtre presse temps IVU_MECA000166Maintenance réseau hydraulique FP11U312"]
["ELE12ARM03S4","Armoire distribution 2b3","U_ELEC000001","Contrôle des intensités","MPS","AR","U222ELE","10U",null,"2049-12-31",0,1,0,null,null,"BIOMED_ULIS","ELE12ARM03S4Armoire distribution 2b3U_ELEC000001Contrôle des intensités10U"]
["EXTECHCEL02","Elévateur de personnel B8 serv. tech.","U_SANS   PREVENTIF","Sans   préventif","MC","AR","U200","AR",null,"2049-12-31",0,1,0,null,null,"BIOMED_ULIS","EXTECHCEL02Elévateur de personnel B8 serv. tech.U_SANS   PREVENTIFSans   préventifAR"]
["ADECMS129_002","Vitesse agitation cuve UF","U_METROLOGIE    14","Vérification CURATIVE mesure vitesse","MC","DEF","U421DEAE","11U","138 228,00","3000-01-01",0,1,0,null,null,"BIOMED_ULIS","ADECMS129_002Vitesse agitation cuve UFU_METROLOGIE    14Vérification CURATIVE mesure vitesse11U"]
["ALBR08","Réacteur UF albumine UF2","U_PROC000026","Remplacement cartouche filtration","MPS","DEF","U440","11U","619 304,00","2024-12-24",4,1,0,365,0,"BIOMED_ULIS","ALBR08Réacteur UF albumine UF2U_PROC000026Remplacement cartouche filtration11U365"]
["EXPLAF03","Filtre plasma entrée PLATH 2 postes 0.5µm","U_CURA072618","Fourniture joint","MC","AR","U410","11U","370 487,00","3000-01-01",0,1,0,null,null,"BIOMED_ULIS","EXPLAF03Filtre plasma entrée PLATH 2 postes 0.5µmU_CURA072618Fourniture joint11U"]
["TECHOUT85","Pince à tole n°14-279671","U_CONTROLES","Travaux remise en état suite vérification réglementaire","MC","DEF","U222","11U","138 230,00","3000-01-01",0,1,0,null,null,"BIOMED_ULIS","TECHOUT85Pince à tole n°14-279671U_CONTROLESTravaux remise en état suite vérification réglementaire11U"]
["CRDCMP04","Pression double enveloppe autoclave CRDAU01","U_METR000015","Vérification PERIODIQUE pression","MPS","AR","U850","11U","621 463,00","2025-01-18",3,1,0,52,1,"BIOTECH_ULIS","CRDCMP04Pression double enveloppe autoclave CRDAU01U_METR000015Vérification PERIODIQUE pression11U52"]
["WFI","Production et distri. eau ppi vrac B8","U_CURA073500","Impression lot PPI","CON","AR","U236WFI","11U","394 018,00","2050-01-01",0,1,0,null,null,"BIOMED_ULIS","WFIProduction et distri. eau ppi vrac B8U_CURA073500Impression lot PPI11U"]
["AC104CL01","Climatisation locaux 9119/9120/9121","U_CLIM000207","Maintenance climatiseur","MPS","DEF","U222AC","10U","644 719,00","2025-06-08",3,1,0,52,1,"BIOMED_ULIS","AC104CL01Climatisation locaux 9119/9120/9121U_CLIM000207Maintenance climatiseur10U52"]
["EXBCHCMT38","Indicateur temp échantillon module K+","U_METR000012","Vérification PERIODIQUE température","MPS","METR","U624UAP","22U","419 856,00","3000-01-01",0,1,0,null,null,"BIOMED_ULIS","EXBCHCMT38Indicateur temp échantillon module K+U_METR000012Vérification PERIODIQUE température22U"]
["MCBCOLG28","Collecteur de germes n°108866","U_METROLOGIE    26","Vérification CURATIVE labo extérieur","MC","DEF","U640MCB","21U","379 490,00","2050-01-01",0,1,0,null,null,"BIOMED_ULIS","MCBCOLG28Collecteur de germes n°108866U_METROLOGIE    26Vérification CURATIVE labo extérieur21U"]
["ADER129_002","Cuve UF de 35L","U_PROC000072","Vérification PERIODIQUE température","MPS","DEF","U421DEAE","11U","643 538,00","2024-11-05",3,1,0,26,1,"BIOMED_ULIS","ADER129_002Cuve UF de 35LU_PROC000072Vérification PERIODIQUE température11U26"]
["AC02F26","Filtration terminale clim pièce 8RC139","U_CLIM000138","Remplacement filtre HEPA","MPS","CLIM","U222AC","10U","415 202,00","2024-07-15",2,1,0,"2 190,00",0,"BIOMED_ULIS","AC02F26Filtration terminale clim pièce 8RC139U_CLIM000138Remplacement filtre HEPA10U2 190,00"]
["CBCMT77","Enregist T° Ref CBREF23 / EBRO n° 62455826","U_METR000012","Vérification PERIODIQUE température","MPS","DEF","U855","70U","636 102,00","2025-03-30",3,1,0,365,0,"BIOTECH_ULIS","CBCMT77Enregist T° Ref CBREF23 / EBRO n° 62455826U_METR000012Vérification PERIODIQUE température70U365"]
["UDP3CMP13","Capteur pression voie 5 UDP3UR02","U_METROLOGIE    15","Vérification CURATIVE pression","MC","AR","U851","70U",null,"3000-01-01",0,1,0,null,null,"BIOTECH_ULIS","UDP3CMP13Capteur pression voie 5 UDP3UR02U_METROLOGIE    15Vérification CURATIVE pression70U"]
["UDA2LAB05","Fluoroskan Ascent","U_LABO000008","Demande de rendez vous maintenance","MPS","AR","U855","70U","423 822,00","3000-01-01",0,1,0,null,null,"BIOTECH_ULIS","UDA2LAB05Fluoroskan AscentU_LABO000008Demande de rendez vous maintenance70U"]
["CBAV02","Armoire Chimique","U_CLIM000135","Maintenance armoire ventilée","MPS","DEF","U880","70U","636 078,00","2025-03-25",3,1,0,365,0,"BIOTECH_ULIS","CBAV02Armoire ChimiqueU_CLIM000135Maintenance armoire ventilée70U365"]
["ALBR017","Cuve tampon","U_CURA075494","Défaut trou d'homme","MC","AR","U440","11U","383 171,00","2050-01-01",0,1,0,null,null,"BIOMED_ULIS","ALBR017Cuve tamponU_CURA075494Défaut trou d'homme11U"]
["RF61","Groupe de condensation des VULCATHERMES","U_FROID000054","Maintenance + Contrôle étanchéité","MPS","FROI","U222RF","10U","632 810,00","2025-03-06",3,1,0,52,1,"BIOTECH_ULIS","RF61Groupe de condensation des VULCATHERMESU_FROID000054Maintenance + Contrôle étanchéité10U52"]
["UDA1CMP20","Manomètre sur bouteille N° 4194","U_METR000015","Vérification PERIODIQUE pression","MPS","DEF","U855","70U","540 450,00","2025-02-28",3,1,0,156,1,"BIOTECH_ULIS","UDA1CMP20Manomètre sur bouteille N° 4194U_METR000015Vérification PERIODIQUE pression70U156"]
["EXNEP05PLC01","Automate gestion station NEP05","U_CURA076542","Modification paramètres","CON","AR","U236NEP","11U","399 549,00","2050-01-01",0,1,0,null,null,"BIOMED_ULIS","EXNEP05PLC01Automate gestion station NEP05U_CURA076542Modification paramètres11U"]
["AC26","Centrale traitement d'air ADEAE","U_CURA076544","Défaut clim CT26","MC","AR","U222AC","10U","389 252,00","2050-01-01",0,1,0,null,null,"BIOMED_ULIS","AC26Centrale traitement d'air ADEAEU_CURA076544Défaut clim CT2610U"]
["MGGCMT24","Enreg température MGGCONG01/BAT11ARM03","U_METR000012","Vérification PERIODIQUE température","MPS","DEF","U168","11U","627 749,00","2025-02-05",3,1,0,52,1,"BIOMED_ULIS","MGGCMT24Enreg température MGGCONG01/BAT11ARM03U_METR000012Vérification PERIODIQUE température11U52"]
["UDP2CMT63","Thermomètre numérique EBRO n°15204434","U_METROLOGIE    12","Vérification CURATIVE température","MC","DEF","U851","70U",null,"3000-01-01",0,1,0,null,null,"BIOTECH_ULIS","UDP2CMT63Thermomètre numérique EBRO n°15204434U_METROLOGIE    12Vérification CURATIVE température70U"]
["CQBLMP01","Lecteur de microplaques Biotek n° 16011412","U_LABORATOIRE   02","Intervention CURATIVE prestataire externe","MPS","DEF","U084","70U",null,"3000-01-01",0,1,0,null,null,"BIOTECH_ULIS","CQBLMP01Lecteur de microplaques Biotek n° 16011412U_LABORATOIRE   02Intervention CURATIVE prestataire externe70U"]
["PLACMT83","Enregist. temperature PLACONG08","U_METROLOGIE    12","Vérification CURATIVE température","MC","METR","U410","11U","497 377,00","2050-01-01",0,1,0,null,null,"BIOMED_ULIS","PLACMT83Enregist. temperature PLACONG08U_METROLOGIE    12Vérification CURATIVE température11U"]
["TECHOUT94","Harnais de sécurité","U_CONT000032","Visite réglementaire","MPS","REGL","U130","15U","632 131,00","2025-03-30",3,1,0,365,0,"BIOMED_ULIS","TECHOUT94Harnais de sécuritéU_CONT000032Visite réglementaire15U365"]
["WFIDIST03","Distillateur eau ppi n°3 FINN-AQUA","U_CURA077947","Distillateur a l'arret","MC","AR","U236WFI","11U","378 112,00","3000-01-01",0,1,0,null,null,"BIOMED_ULIS","WFIDIST03Distillateur eau ppi n°3 FINN-AQUAU_CURA077947Distillateur a l'arret11U"]
["CBCMT80","EBRO secours n° 62433969","U_METROLOGIE    12","Vérification CURATIVE température","MC","DEF","U880","70U",null,"3000-01-01",0,1,0,null,null,"BIOTECH_ULIS","CBCMT80EBRO secours n° 62433969U_METROLOGIE    12Vérification CURATIVE température70U"]
["CBCMW07","Balance Pioneer 210g / 0.1mg n° B446257753","U_METROLOGIE    01","Vérification CURATIVE balance 0/30Kg","MC","DEF","U855","70U",null,"3000-01-01",0,1,0,null,null,"BIOTECH_ULIS","CBCMW07Balance Pioneer 210g / 0.1mg n° B446257753U_METROLOGIE    01Vérification CURATIVE balance 0/30Kg70U"]
["ALBF12","Carter de filtration lenticulaire","U_CURA078130","Fourniture d'un joint de carter","MC","AR","U440","11U","642 959,00","3000-01-01",0,1,0,null,null,"BIOMED_ULIS","ALBF12Carter de filtration lenticulaireU_CURA078130Fourniture d'un joint de carter11U"]
["MCBCMCT31","Chronomètre rebours 3 canaux n°151858406","U_METROLOGIE    05","Vérification CURATIVE temps","MC","AR","U640MCB","21U","154 602,00","3000-01-01",0,1,0,null,null,"BIOMED_ULIS","MCBCMCT31Chronomètre rebours 3 canaux n°151858406U_METROLOGIE    05Vérification CURATIVE temps21U"]
["PLATRP02","Transpalette électrique T16","U_LEVA000014","Maintenance gerbeur transpalette","MPS","AR","U410","15U","632 075,00","2024-09-20",3,1,0,26,1,"BIOMED_ULIS","PLATRP02Transpalette électrique T16U_LEVA000014Maintenance gerbeur transpalette15U26"]
["ALBCMP30","Régul. pression alim. UF2","U_CURA078536","Defaut pression haute","MC","AR","U440","11U","380 725,00","2050-01-01",0,1,0,null,null,"BIOMED_ULIS","ALBCMP30Régul. pression alim. UF2U_CURA078536Defaut pression haute11U"]
["EXMCBCMCT56","Chronomètre incubation géloses n°23","U_METR000005","Vérification PERIODIQUE temps","MPS","DEF","U640MCB","21U","554 017,00","2049-06-08",0,1,0,null,null,"BIOMED_ULIS","EXMCBCMCT56Chronomètre incubation géloses n°23U_METR000005Vérification PERIODIQUE temps21U"]
["MCBCMCT43","Chronomètre incubation géloses n°10","U_METROLOGIE    05","Vérification CURATIVE temps","MC","DEF","U640MCB","21U","155 145,00","3000-01-01",0,1,0,null,null,"BIOMED_ULIS","MCBCMCT43Chronomètre incubation géloses n°10U_METROLOGIE    05Vérification CURATIVE temps21U"]
["EXMCBCMCT63","Chronomètre incubation géloses n°30","U_METROLOGIE    05","Vérification CURATIVE temps","MC","DEF","U640MCB","21U","155 166,00","3000-01-01",0,1,0,null,null,"BIOMED_ULIS","EXMCBCMCT63Chronomètre incubation géloses n°30U_METROLOGIE    05Vérification CURATIVE temps21U"]
["UNFGLAB03","Coulomètre Karl Fisher","U_LABO000005","Maintenance préventive","MPS","DEF","U868","70U","651 113,00","2025-06-30",3,1,0,365,0,"BIOTECH_ULIS","UNFGLAB03Coulomètre Karl FisherU_LABO000005Maintenance préventive70U365"]
["EXDPLACMT110","Collecteur mesures DATAWATCH n°1549-0047","U_METR000012","Vérification PERIODIQUE température","MPS","DEF","U670","40U","517 089,00","2049-06-09",3,1,0,52,1,"BIOMED_ULIS","EXDPLACMT110Collecteur mesures DATAWATCH n°1549-0047U_METR000012Vérification PERIODIQUE température40U52"]
["DPLACMT113","Collecteur mesures DATAWATCH n°1549-0050","U_METROLOGIE    12","Vérification CURATIVE température","MC","DEF","U670","40U","156 059,00","3000-01-01",0,1,0,null,null,"BIOMED_ULIS","DPLACMT113Collecteur mesures DATAWATCH n°1549-0050U_METROLOGIE    12Vérification CURATIVE température40U"]
["AC24","Traitement d'air FRAC/ALFA Surnageant I+II+III dialysé","U_CLIM000203","Vitesses souff. repri. termi. pour Emery","MPS","AR","U222AC","10U","645 730,00","2025-07-13",3,1,0,365,0,"BIOMED_ULIS","AC24Traitement d'air FRAC/ALFA Surnageant I+II+III dialyséU_CLIM000203Vitesses souff. repri. termi. pour Emery10U365"]
["PLACMT58","Affichage de température PLATRE01","U_METROLOGIE    12","Vérification CURATIVE température","MC","AR","U421DEAE","11U","156 355,00","2049-07-04",3,1,0,365,0,"BIOMED_ULIS","PLACMT58Affichage de température PLATRE01U_METROLOGIE    12Vérification CURATIVE température11U365"]
["AC13F01","Filtre terminal n°1 1SS27","U_CLIM000138","Remplacement filtre HEPA","MPS","CLIM","U222AC","10U","428 087,00","2024-12-12",2,1,0,"2 190,00",0,"BIOMED_ULIS","AC13F01Filtre terminal n°1 1SS27U_CLIM000138Remplacement filtre HEPA10U2 190,00"]
["EXPW2CMQ101","Mesure du débit de circulation du Duo rapide","U_METR000030","Vérification PERIODIQUE de comptage","MPS","AR","U222PW","11U","560 003,00","2023-07-30",3,1,0,365,0,"BIOMED_ULIS","EXPW2CMQ101Mesure du débit de circulation du Duo rapideU_METR000030Vérification PERIODIQUE de comptage11U365"]
["DPLACMT127","Collecteur mesures DATAWATCH n°1615-0096","U_METROLOGIE    12","Vérification CURATIVE température","MC","DEF","U670","40U","157 060,00","3000-01-01",0,1,0,null,null,"BIOMED_ULIS","DPLACMT127Collecteur mesures DATAWATCH n°1615-0096U_METROLOGIE    12Vérification CURATIVE température40U"]
["EXDPLACMT149","Enregistreur SENSITECH n°DFR22014P0","U_METROLOGIE    12","Vérification CURATIVE température","MC","DEF","U670","40U","157 082,00","3000-01-01",0,1,0,null,null,"BIOMED_ULIS","EXDPLACMT149Enregistreur SENSITECH n°DFR22014P0U_METROLOGIE    12Vérification CURATIVE température40U"]
["EXDPLACMT124","Collecteur mesures DATAWATCH n°1615-0093","U_METR000012","Vérification PERIODIQUE température","MPS","DEF","U670","40U","520 620,00","2049-07-06",3,1,0,52,1,"BIOMED_ULIS","EXDPLACMT124Collecteur mesures DATAWATCH n°1615-0093U_METR000012Vérification PERIODIQUE température40U52"]
["EXDPLACMT150","Enregistreur SENSITECH n°DFR22014Q0","U_METR000012","Vérification PERIODIQUE température","MPS","METR","U670","40U","410 022,00","2019-11-29T18:34:35",3,1,0,365,0,"BIOMED_ULIS","EXDPLACMT150Enregistreur SENSITECH n°DFR22014Q0U_METR000012Vérification PERIODIQUE température40U365"]
["GW0","Production distri. eau glycolée 0°C","U_CURA079308","Défaut compresseur 32 et33","MC","AR","U222GW","11U","372 018,00","3000-01-01",0,1,0,null,null,"BIOMED_ULIS","GW0Production distri. eau glycolée 0°CU_CURA079308Défaut compresseur 32 et3311U"]
["ADER190_001","Cuve mobile 400L","U_MECA000142","Maintenance préventive cuve tampon","MPS","DEF","U421DEAE","11U","643 528,00","2024-11-04",3,1,0,26,1,"BIOMED_ULIS","ADER190_001Cuve mobile 400LU_MECA000142Maintenance préventive cuve tampon11U26"]
["CQBSOR04","Hotte chimique Erlab n° 25257-16","U_CLIM000136","Maintenance sorbonne","MPS","AR","DEF","71U","436 494,00","2020-04-29",3,1,0,365,0,"BIOTECH_ULIS","CQBSOR04Hotte chimique Erlab n° 25257-16U_CLIM000136Maintenance sorbonne71U365"]
["UDA1CMQ140","Pipette Lite XLS+ L2 B553928287","U_SANS   PREVENTIF","Sans   préventif","MC","AR","U855","70U",null,"3000-01-01",0,1,0,null,null,"BIOTECH_ULIS","UDA1CMQ140Pipette Lite XLS+ L2 B553928287U_SANS   PREVENTIFSans   préventif70U"]
["GAMCMW08","Balance 60kg / 5g","U_METROLOGIE    03","Vérifcation CURATIVE balance 31/150Kg","MC","DEF","U440","11U","373 324,00","3000-01-01",0,1,0,null,null,"BIOMED_ULIS","GAMCMW08Balance 60kg / 5gU_METROLOGIE    03Vérifcation CURATIVE balance 31/150Kg11U"]
["ETALCMW15","Masse autocontrôle 10 Kg n°G0072","U_METR000032","Vérif. périodique masse autocontrôle","MPS","DEF","U720","50U","631 509,00","2025-02-26",3,1,0,365,0,"BIOMED_ULIS","ETALCMW15Masse autocontrôle 10 Kg n°G0072U_METR000032Vérif. périodique masse autocontrôle50U365"]
["PE10","Stockage et distribution éthanol","U_CURA080422","Problème de basculement","MC","AR","U236PE","11U","386 858,00","2050-01-01",0,1,0,null,null,"BIOMED_ULIS","PE10Stockage et distribution éthanolU_CURA080422Problème de basculement11U"]
["PWARM04","Armoire électrique lampe UV","CURA203315","Défaut lampe","MC","AR","U236PW","11U","367 585,00","3000-01-01",0,1,0,null,null,"BIOMED_ULIS","PWARM04Armoire électrique lampe UVCURA203315Défaut lampe11U"]
["GAMR41","Réacteur de fractionnement 15 000 litres n°41","CURA203488","RAZ peson","MC","AR","U441","11U","476 813,00","2050-01-01",0,1,0,null,null,"BIOMED_ULIS","GAMR41Réacteur de fractionnement 15 000 litres n°41CURA203488RAZ peson11U"]
["ADER190_001","Cuve mobile 400L","CURA203628","Vis trou-d'homme grippé","MC","AR","U421DEAE","11U","367 545,00","3000-01-01",0,1,0,null,null,"BIOMED_ULIS","ADER190_001Cuve mobile 400LCURA203628Vis trou-d'homme grippé11U"]
["GAMFP01","Filtre presse gamma","CURA203779","DEFAUT PRESSION BASSE ENTREE FP","MC","AR","U441","11U","512 705,00","2050-01-01",0,1,0,null,null,"BIOMED_ULIS","GAMFP01Filtre presse gammaCURA203779DEFAUT PRESSION BASSE ENTREE FP11U"]
["ALBFP05","Filtre presse temps IV","CURA203884","Défaut pression haute entrée FP","MC","AR","U440","11U","379 680,00","2050-01-01",0,1,0,null,null,"BIOMED_ULIS","ALBFP05Filtre presse temps IVCURA203884Défaut pression haute entrée FP11U"]
["EXCQBCONG05","Cong -45°C n° 216721 stockage échantillons","CURA204117","Alarme GTC","MC","AR","U084","11U","370 585,00","3000-01-01",0,1,0,null,null,"BIOTECH_ULIS","EXCQBCONG05Cong -45°C n° 216721 stockage échantillonsCURA204117Alarme GTC11U"]
["GAMCP22","Disperseur Fibri TI","CURA204264","Pas d'alimentation sur disperseur","MC","AR","U441","11U","394 155,00","2050-01-01",0,1,0,null,null,"BIOMED_ULIS","GAMCP22Disperseur Fibri TICURA204264Pas d'alimentation sur disperseur11U"]
["ALBPLC07","Station automate FP T I+II+III","CURA204396","Forçage autorisation d'ouverture","MC","AR","U440","11U","442 875,00","2050-01-01",0,1,0,null,null,"BIOMED_ULIS","ALBPLC07Station automate FP T I+II+IIICURA204396Forçage autorisation d'ouverture11U"]
["CRDCMT30","Enreg T° CRDCONG04  / BAT01PLC16","CURA204776","Métrologie de mise en service","MC","METR","U851","11U","370 636,00","3000-01-01",0,1,0,null,null,"BIOTECH_ULIS","CRDCMT30Enreg T° CRDCONG04  / BAT01PLC16CURA204776Métrologie de mise en service11U"]
["GAMC21","Centrifugeuse n°1 gamma","CURA204952","Debit bol","MC","AR","U441","11U","375 193,00","3000-01-01",0,1,0,null,null,"BIOMED_ULIS","GAMC21Centrifugeuse n°1 gammaCURA204952Debit bol11U"]
["AC110CL01","Climatiseur local 1258","U_CLIM000207","Maintenance climatiseur","MPS","DEF","U222AC","10U","644 595,00","2025-06-02",3,1,0,52,1,"BIOMED_ULIS","AC110CL01Climatiseur local 1258U_CLIM000207Maintenance climatiseur10U52"]
["AC122CL01","Climatisation labo L2 1210-11-12","U_CLIM000207","Maintenance climatiseur","MPS","DEF","U222AC","10U","644 598,00","2025-06-02",3,1,0,52,1,"BIOTECH_ULIS","AC122CL01Climatisation labo L2 1210-11-12U_CLIM000207Maintenance climatiseur10U52"]
["RF04","Prod. fluide frigo. - 40°C c.froide R&D","U_CONTROLES","Travaux remise en état suite vérification réglementaire","MC","DEF","U222RF","13U","524 579,00","3000-01-01",0,1,0,null,null,"BIOMED_ULIS","RF04Prod. fluide frigo. - 40°C c.froide R&DU_CONTROLESTravaux remise en état suite vérification réglementaire13U"]
["RF54/55","Groupe de production froid GW13","U_CONTROLES","Travaux remise en état suite vérification réglementaire","MC","DEF","U222RF","13U","500 152,00","2050-01-01",0,1,0,null,null,"BIOMED_ULIS","RF54/55Groupe de production froid GW13U_CONTROLESTravaux remise en état suite vérification réglementaire13U"]
["UDA1UR10","Chaine UPLC WATERS 2D","U_LABO000005","Maintenance préventive","MPS","DEF","U855","70U","651 077,00","2025-07-31",3,1,0,365,0,"BIOTECH_ULIS","UDA1UR10Chaine UPLC WATERS 2DU_LABO000005Maintenance préventive70U365"]
["NEP06CP02","Pompe retour tableau GAMTA","U_CURA079747","Ma,que solution de lavage","MC","AR","U236NEP","11U",null,"2017-01-05T15:44:24",0,1,0,null,null,"BIOMED_ULIS","NEP06CP02Pompe retour tableau GAMTAU_CURA079747Ma,que solution de lavage11U"]
["BAT08GAMMA","Bâtiment 8 atelier gamma","U_BATI000046","Nettoyage des faux-plafonds","MPS","BATI","U200BATP","13U","649 603,00","2025-08-21",3,1,0,52,1,"BIOMED_ULIS","BAT08GAMMABâtiment 8 atelier gammaU_BATI000046Nettoyage des faux-plafonds13U52"]
["ALBPV26","Vanne entree retentat bas K7 UF BATI 3","CURA205801","Défaut de crf","MC","AR","U440","11U","386 707,00","2050-01-01",0,1,0,null,null,"BIOMED_ULIS","ALBPV26Vanne entree retentat bas K7 UF BATI 3CURA205801Défaut de crf11U"]
["EXPW2UF01","Skid d'ultrafiltration d'eau déminéralisée","U_EAUX000051","Désinfection préventive conditionnelle des uf","MPC","FLDT","U222PW","11U","537 771,00","3000-01-01",0,1,0,null,null,"BIOMED_ULIS","EXPW2UF01Skid d'ultrafiltration d'eau déminéraliséeU_EAUX000051Désinfection préventive conditionnelle des uf11U"]
["BUREAU&ETUDE","Bureau d'études et réalisation","U_MAGA000019","Divers travaux BE","SER","AR","U108","14U","470 493,00","2020-12-31",3,365,0,365,0,"ULIS","BUREAU&ETUDEBureau d'études et réalisationU_MAGA000019Divers travaux BE14U365"]
["BAT11PT-3","Portes Partie Plasma BAT11","U_CONT000052","Contrôle périodique porte 26S","MPS","REGL","U406","13U","610 541,00","2024-04-15",3,1,0,26,1,"BIOMED_ULIS","BAT11PT-3Portes Partie Plasma BAT11U_CONT000052Contrôle périodique porte 26S13U26"]
["BAT08RC207","Local  Alfalastin 1","CURA206644","Système de fermeture des containers 1500L HS","MCU","BATI","U421DEAE","13U","401 949,00","2050-01-01",0,1,0,null,null,"BIOMED_ULIS","BAT08RC207Local  Alfalastin 1CURA206644Système de fermeture des containers 1500L HS13U"]
["BAT01","Bâtiment 1 commun","U_REGL_00015","Les interrupteurs sont placés dans le volume 2 (douche murale).","AME","ELEC","U222ELE","10U","375 622,00","2050-01-01",0,1,0,null,null,"BIOMED_ULIS","BAT01Bâtiment 1 communU_REGL_00015Les interrupteurs sont placés dans le volume 2 (douche murale).10U"]
["BAT01","Bâtiment 1 commun","U_REGL_00036","Identification incomplète d un circuit.","AME","ELEC","U222ELE","10U","375 607,00","2050-01-01",0,1,0,null,null,"BIOMED_ULIS","BAT01Bâtiment 1 communU_REGL_00036Identification incomplète d un circuit.10U"]
["BAT08","Bâtiment 8 de production","U_REGL_00053","La prise et les interrupteurs d éclairage sont installés dans le volume 1 (rince ?il, flexible d eau","AME","ELEC","U222ELE","10U","375 648,00","2050-01-01",0,1,0,null,null,"BIOMED_ULIS","BAT08Bâtiment 8 de productionU_REGL_00053La prise et les interrupteurs d éclairage sont installés dans le volume 1 (rince ?il, flexible d eau10U"]
["BAT23","Bâtiment administratif Ex Agilent grand","U_REGL_00088","Couleur conventionnelle non respectée des conducteurs neutre (suite à la Vérification Initiale).","AME","ELEC","U222ELE","10U","375 679,00","2050-01-01",0,1,0,null,null,"BIOTECH_ULIS","BAT23Bâtiment administratif Ex Agilent grandU_REGL_00088Couleur conventionnelle non respectée des conducteurs neutre (suite à la Vérification Initiale).10U"]
["BAT24","Local centrale GE","U_REGL_00106","Le disjoncteur  A.U  est repris en amont de la coupure générale.","AME","ELEC","U222ELE","10U","375 697,00","2050-01-01",0,1,0,null,null,"BIOMED_ULIS",{"$f":"_xlfn.TEXTJOIN(\"\",TRUE,A12802:D12802,H12802,N12802)","v":"BAT24Local centrale GEU_REGL_00106Le disjoncteur  A.U  est repris en amont de la coupure générale.10U"}]
["GAMELEV04","Elevateur terres reacteur GAMR08 GAMR09","CURA206826","Mise en place d'une accroche murale pour manette de commandement","MC","BATI","U441","13U","375 994,00","2050-01-01",0,1,0,null,null,"BIOMED_ULIS","GAMELEV04Elevateur terres reacteur GAMR08 GAMR09CURA206826Mise en place d'une accroche murale pour manette de commandement13U"]
["LPLCMT89","Thermomètre ECOSCAN TEMP 6","U_METROLOGIE    12","Vérification CURATIVE température","MC","METR","U602LPL","23U","376 613,00","2050-01-01",0,1,0,null,null,"BIOMED_ULIS","LPLCMT89Thermomètre ECOSCAN TEMP 6U_METROLOGIE    12Vérification CURATIVE température23U"]
["BAT08","Bâtiment 8 de production","CURA207321","Micro coupure electique","MC","AR","U200BATP","11U","525 272,00","3000-01-01",0,1,0,null,null,"BIOMED_ULIS","BAT08Bâtiment 8 de productionCURA207321Micro coupure electique11U"]
["EXMCBCMCT66","Chronomètre incubation géloses n°33","U_METROLOGIE    05","Vérification CURATIVE temps","MC","METR","U640MCB","21U","377 737,00","2050-01-01",0,1,0,null,null,"BIOMED_ULIS","EXMCBCMCT66Chronomètre incubation géloses n°33U_METROLOGIE    05Vérification CURATIVE temps21U"]
["EXMCBCMCT75","Chronomètre incubation géloses n°42","U_METROLOGIE    05","Vérification CURATIVE temps","MC","METR","U640MCB","21U","377 747,00","2050-01-01",0,1,0,null,null,"BIOMED_ULIS","EXMCBCMCT75Chronomètre incubation géloses n°42U_METROLOGIE    05Vérification CURATIVE temps21U"]
["EXMCBCMCT84","Chronomètre incubation géloses n°51","U_METR000005","Vérification PERIODIQUE temps","MPS","METR","U640MCB","21U","403 438,00","2049-03-14",0,1,0,null,null,"BIOMED_ULIS","EXMCBCMCT84Chronomètre incubation géloses n°51U_METR000005Vérification PERIODIQUE temps21U"]
["EXMCBCMCT92","Chronomètre incubation géloses n°59","U_METROLOGIE    05","Vérification CURATIVE temps","MC","METR","U640MCB","21U","377 764,00","2050-01-01",0,1,0,null,null,"BIOMED_ULIS","EXMCBCMCT92Chronomètre incubation géloses n°59U_METROLOGIE    05Vérification CURATIVE temps21U"]
["WFIT310_000","Cuve n°310 WFI","U_PROC000068","Désinfection thermique boucle WFI","MPS","FLPR","U236WFI","11U","619 509,00","2024-12-31",3,1,0,365,0,"BIOMED_ULIS","WFIT310_000Cuve n°310 WFIU_PROC000068Désinfection thermique boucle WFI11U365"]
["ALBCP05","Pompe alimentation FP TIV","CURA207636","Fuite pompe murzan","MC","AR","U440","11U","592 153,00","3000-01-01",0,1,0,null,null,"BIOMED_ULIS","ALBCP05Pompe alimentation FP TIVCURA207636Fuite pompe murzan11U"]
["EXGAMPLC07","Automate filtre press gamma GAMFP01","CURA207806","Passage prope","MC","AR","U441","11U","430 454,00","2050-01-01",0,1,0,null,null,"BIOMED_ULIS","EXGAMPLC07Automate filtre press gamma GAMFP01CURA207806Passage prope11U"]
["EXPLAF03","Filtre plasma entrée PLATH 2 postes 0.5µm","CURA208063","Fourniture joints","MC","AR","U410","11U","445 910,00","2050-01-01",0,1,0,null,null,"BIOMED_ULIS","EXPLAF03Filtre plasma entrée PLATH 2 postes 0.5µmCURA208063Fourniture joints11U"]
["PLAPLC01","Station automate centrifugation plasma","CURA208263","Forçage arret cycle","CON","AR","U410","11U","425 383,00","2050-01-01",0,1,0,null,null,"BIOMED_ULIS","PLAPLC01Station automate centrifugation plasmaCURA208263Forçage arret cycle11U"]
["AC01","Air climatisé zone de fabrication b8 : Atelier Albumine","CURA208442","Défaut climatisation.","MC","CLIM","U222AC","13U","402 480,00","2050-01-01",0,1,0,null,null,"BIOMED_ULIS","AC01Air climatisé zone de fabrication b8 : Atelier AlbumineCURA208442Défaut climatisation.13U"]
["PLABS01","Bac mise sous soude décongélation plasma","U_MECA000174","Vérification bac de trempage soude","MPS","MECA","U410","11U","633 465,00","2025-03-29",3,1,0,365,0,"BIOMED_ULIS","PLABS01Bac mise sous soude décongélation plasmaU_MECA000174Vérification bac de trempage soude11U365"]
["ACCD64","Unité extérieur local 1315","U_FROID000053","Controle étanchéité","MPS","DEF","U222AC","10U","387 335,00","2049-06-11",0,1,0,null,null,"BIOMED_ULIS","ACCD64Unité extérieur local 1315U_FROID000053Controle étanchéité10U"]
["CQBCMQ13","Pipette 10 - 100 µL n° N16551F","U_METR000031","Vérification PERIODIQUE micropipette","MPS","METR","U633","71U","399 379,00","2019-02-04",3,1,0,16,1,"BIOTECH_ULIS","CQBCMQ13Pipette 10 - 100 µL n° N16551FU_METR000031Vérification PERIODIQUE micropipette71U16"]
["EXPW1","Production eau purifiée 1","CURA209034","Defaut UF","MC","AR","U222PW","11U","389 593,00","2050-01-01",0,1,0,null,null,"BIOMED_ULIS","EXPW1Production eau purifiée 1CURA209034Defaut UF11U"]
["ELEPTLIV","Poste de livraison EDF","U_ELEC000033","Nettoyage poste HT et vérification des EPI","MPS","ELEC","U222ELE","10U","645 764,00","2025-07-14",3,1,0,365,0,"BIOMED_ULIS","ELEPTLIVPoste de livraison EDFU_ELEC000033Nettoyage poste HT et vérification des EPI10U365"]
["AC64F03","Filtration Terminale n°3 Clim 1SS32","U_CLIM000138","Remplacement filtre HEPA","MPS","CLIM","U222AC","10U","428 095,00","2024-12-12",2,1,0,"2 190,00",0,"BIOMED_ULIS","AC64F03Filtration Terminale n°3 Clim 1SS32U_CLIM000138Remplacement filtre HEPA10U2 190,00"]
["BALANCES10","Balances 0/30kg labo UPIL","U_COMM000001","Passage de commande","MPS","METR","U851","14U","436 959,00","2020-03-30",3,1,0,365,0,"BIOTECH_ULIS","BALANCES10Balances 0/30kg labo UPILU_COMM000001Passage de commande14U365"]
["BALANCES23","Balances 31/150kg UPIL","U_COMM000001","Passage de commande","MPS","METR","U851","14U","436 972,00","2020-03-30",3,1,0,365,0,"BIOTECH_ULIS","BALANCES23Balances 31/150kg UPILU_COMM000001Passage de commande14U365"]
["EXCQBIMP02","Imprimante pour pH mètre CQBCMA01","U_SANS   PREVENTIF","Sans   préventif","MPS","DEF","U633","71U",null,"3000-01-01",0,1,0,null,null,"BIOTECH_ULIS","EXCQBIMP02Imprimante pour pH mètre CQBCMA01U_SANS   PREVENTIFSans   préventif71U"]
["BATAXASC10","Ascenseur magasin axe rue","U_REGL_00119","Les éléments constitutifs de la crinoline sont en mauvais état. (Danger intervenant - point de contr","AME","MECA","U235BATU","13U","383 319,00","2050-01-01",0,1,0,null,null,"BIOMED_ULIS","BATAXASC10Ascenseur magasin axe rueU_REGL_00119Les éléments constitutifs de la crinoline sont en mauvais état. (Danger intervenant - point de contr13U"]
["BAT08ASC06","Ascenseur monte charges aile nord B8","U_REGL_00138","L information concernant la prise en compte des actes de malveillance pouvant portant atteinte aux v","AME","MECA","U235BATU","13U","383 248,00","2050-01-01",0,1,0,null,null,"BIOMED_ULIS","BAT08ASC06Ascenseur monte charges aile nord B8U_REGL_00138L information concernant la prise en compte des actes de malveillance pouvant portant atteinte aux v13U"]
["BAT09ASC12","Ascenseur zone sale restaurant","U_REGL_00157","La manoeuvre d inspection n est pas conforme aux prescriptions normalisées. (Danger intervenant - po","AME","MECA","U235BATU","13U","383 270,00","2050-01-01",0,1,0,null,null,"BIOMED_ULIS","BAT09ASC12Ascenseur zone sale restaurantU_REGL_00157La manoeuvre d inspection n est pas conforme aux prescriptions normalisées. (Danger intervenant - po13U"]
["BATAXASC09","Ascenseur services techniques axe rue","U_REGL_00184","Le ou les enveloppe(s) assurant la protection de l appareillage électrique est (sont) en mauvais éta","AME","MECA","U235BATU","13U","383 309,00","2050-01-01",0,1,0,null,null,"BIOMED_ULIS","BATAXASC09Ascenseur services techniques axe rueU_REGL_00184Le ou les enveloppe(s) assurant la protection de l appareillage électrique est (sont) en mauvais éta13U"]
["BAT09ASC11","Ascenseur zone prope restaurant","U_REGL_00202","La dernière étude de sécurité ne nous a pas été présentée.","AME","MECA","U235BATU","13U","383 261,00","2050-01-01",0,1,0,null,null,"BIOMED_ULIS","BAT09ASC11Ascenseur zone prope restaurantU_REGL_00202La dernière étude de sécurité ne nous a pas été présentée.13U"]
["BAT08ASC07","Ascenseur monte charges aile sud B8","U_REGL_00223","Le dossier technique comportant les caractéristiques principales de l installation ne nous a pas été","AME","MECA","U235BATU","13U","383 255,00","2050-01-01",0,1,0,null,null,"BIOMED_ULIS","BAT08ASC07Ascenseur monte charges aile sud B8U_REGL_00223Le dossier technique comportant les caractéristiques principales de l installation ne nous a pas été13U"]
["BATAXASC10","Ascenseur magasin axe rue","U_REGL_00227","L affichage normalisé devant être apposé sur la trappe d accès du local de la machine et/ou poulie e","AME","MECA","U235BATU","13U","383 324,00","2050-01-01",0,1,0,null,null,"BIOMED_ULIS","BATAXASC10Ascenseur magasin axe rueU_REGL_00227L affichage normalisé devant être apposé sur la trappe d accès du local de la machine et/ou poulie e13U"]
["BAT09ASC11","Ascenseur zone prope restaurant","U_REGL_00246","Le rapport annuel d activité prévu à l article R.125-2-1 du Code de la Construction et de l Habitati","AME","MECA","U235BATU","13U","383 265,00","2050-01-01",0,1,0,null,null,"BIOMED_ULIS","BAT09ASC11Ascenseur zone prope restaurantU_REGL_00246Le rapport annuel d activité prévu à l article R.125-2-1 du Code de la Construction et de l Habitati13U"]
["NEP04ST04","Station NEP réacteurs + UF Albumine","CURA209651","Defaut conductivité","MC","AR","U236NEP","11U","383 985,00","2050-01-01",0,1,0,null,null,"BIOMED_ULIS","NEP04ST04Station NEP réacteurs + UF AlbumineCURA209651Defaut conductivité11U"]
["METHODES","Equipements spécifiques service Méthodes de Maintenance","CURA209745","Prestation Méthodes de Maintenance","SER","AR","U201","14U",null,"2017-12-31",0,1,0,null,null,"BIOMED_ULIS","METHODESEquipements spécifiques service Méthodes de MaintenanceCURA209745Prestation Méthodes de Maintenance14U"]
["GAMCT22","Réacteur uf gamma","CURA210287","Soutirage ver disperseur boucher","MC","AR","U441","11U","388 230,00","2050-01-01",0,1,0,null,null,"BIOMED_ULIS","GAMCT22Réacteur uf gammaCURA210287Soutirage ver disperseur boucher11U"]
["GAMR007","Réacteur n°07 fractionnement gamma","U_CURA077596","Vérification trou d'homme","MC","DEF","U441","11U",null,"2017-05-16T08:12:20",0,1,0,null,null,"BIOMED_ULIS","GAMR007Réacteur n°07 fractionnement gammaU_CURA077596Vérification trou d'homme11U"]
["PW","Production distribution eau purifiée","CURA210571","Gestion PW","MC","AR","U236PW","11U","436 817,00","2050-01-01",0,1,0,null,null,"BIOMED_ULIS","PWProduction distribution eau purifiéeCURA210571Gestion PW11U"]
["WFIDIST03","Distillateur eau ppi n°3 FINN-AQUA","CURA210684","Défaut température distillat élevée","MC","AR","U236WFI","11U","438 185,00","2050-01-01",0,1,0,null,null,"BIOMED_ULIS","WFIDIST03Distillateur eau ppi n°3 FINN-AQUACURA210684Défaut température distillat élevée11U"]
["BAT08","Bâtiment 8 de production","CURA211024","Générique AT","SER","AR","U200BATP","14U","568 499,00","3000-01-01",0,1,0,null,null,"BIOMED_ULIS","BAT08Bâtiment 8 de productionCURA211024Générique AT14U"]
["WFISBD207","Sous boucle eau PPI cuverie albumine","CURA211419","Defaut distribution","MC","AR","U236WFI","11U","615 059,00","3000-01-01",0,1,0,null,null,"BIOMED_ULIS","WFISBD207Sous boucle eau PPI cuverie albumineCURA211419Defaut distribution11U"]
["MGGPLT35","Palettier fixe magasin en BAT11RC35","U_CONTROLES","Travaux remise en état suite vérification réglementaire","MC","DEF","U168","13U","433 676,00","2050-01-01",0,1,0,null,null,"BIOMED_ULIS","MGGPLT35Palettier fixe magasin en BAT11RC35U_CONTROLESTravaux remise en état suite vérification réglementaire13U"]
["MGPPLT15","Palettier fixe ch. froide MGPCF06","U_CONTROLES","Travaux remise en état suite vérification réglementaire","MC","DEF","U406","13U","433 908,00","2050-01-01",0,1,0,null,null,"BIOMED_ULIS","MGPPLT15Palettier fixe ch. froide MGPCF06U_CONTROLESTravaux remise en état suite vérification réglementaire13U"]
["MGGPLT36","Palettier fixe magasin en BAT11RC35","U_CONTROLES","Travaux remise en état suite vérification réglementaire","MC","REGL","U168","13U","433 677,00","2050-01-01",0,1,0,null,null,"BIOMED_ULIS","MGGPLT36Palettier fixe magasin en BAT11RC35U_CONTROLESTravaux remise en état suite vérification réglementaire13U"]
["BAT01PLC02","Automate monitoring dans BAT01ARM02","CURA212030","Mise à jour","MC",null,"U640MCB","11U","429 347,00","2050-01-01",0,1,0,null,null,"BIOMED_ULIS","BAT01PLC02Automate monitoring dans BAT01ARM02CURA212030Mise à jour11U"]
["WWCMA02","Régulation pH effluent cuve WWR02","U_METROLOGIE    33","Vérification CURATIVE de pH-mètre","MC","DEF","U235WW","11U","567 970,00","3000-01-01",0,1,0,null,null,"BIOMED_ULIS","WWCMA02Régulation pH effluent cuve WWR02U_METROLOGIE    33Vérification CURATIVE de pH-mètre11U"]
["EXPWCMT051","Mesure température sortie PWDUO02 (orig. PWCMC05)","U_METROLOGIE    12","Vérification CURATIVE température","MC","METR","U222PW","11U","540 935,00","3000-01-01",0,1,0,null,null,"BIOMED_ULIS","EXPWCMT051Mesure température sortie PWDUO02 (orig. PWCMC05)U_METROLOGIE    12Vérification CURATIVE température11U"]
["AC01F55","Filtration terminale n°55 clim. 8P00","U_CLIM000138","Remplacement filtre HEPA","MPS","CLIM","U222AC","10U","603 170,00","2029-07-01",2,1,0,"2 190,00",0,"BIOMED_ULIS","AC01F55Filtration terminale n°55 clim. 8P00U_CLIM000138Remplacement filtre HEPA10U2 190,00"]
["GW207CMT01","Sonde de mesure T°C aval GW207HEX01","U_METR000012","Vérification PERIODIQUE température","MPS","DEF","U200","11U","648 560,00","2025-08-13",3,1,0,365,0,"BIOMED_ULIS","GW207CMT01Sonde de mesure T°C aval GW207HEX01U_METR000012Vérification PERIODIQUE température11U365"]
["PWCMT06","Mesure T° retour boucle PWBD02","U_METROLOGIE    12","Vérification CURATIVE température","MC","METR","U236PW","11U","392 184,00","3000-01-01",0,1,0,null,null,"BIOMED_ULIS","PWCMT06Mesure T° retour boucle PWBD02U_METROLOGIE    12Vérification CURATIVE température11U"]
["UDP2CMT68","Enregist. TEMP voie 7  UDP2UR05","U_METR000012","Vérification PERIODIQUE température","MPS","DEF","U851","70U","651 085,00","2025-06-29",3,1,0,365,0,"BIOTECH_ULIS","UDP2CMT68Enregist. TEMP voie 7  UDP2UR05U_METR000012Vérification PERIODIQUE température70U365"]
["UDP2CMT70","Enregist. TEMP voie 6  UDP2UR06","U_METR000012","Vérification PERIODIQUE température","MPS","DEF","U851","70U","622 660,00","2024-12-30",3,1,0,365,0,"BIOTECH_ULIS","UDP2CMT70Enregist. TEMP voie 6  UDP2UR06U_METR000012Vérification PERIODIQUE température70U365"]
["ADEAU01","Autoclave Production","CURA213518","Temps de refroidissement trop long","MC",null,"U421DEAE","11U","452 076,00","2050-01-01",0,1,0,null,null,"BIOMED_ULIS","ADEAU01Autoclave ProductionCURA213518Temps de refroidissement trop long11U"]
["PE10","Stockage et distribution éthanol","CURA214036","Alarme gtc","MC",null,"U236PE","11U","503 617,00","2050-01-01",0,1,0,null,null,"BIOMED_ULIS","PE10Stockage et distribution éthanolCURA214036Alarme gtc11U"]
["HNAP401","Pompe dépotage soude","CURA214251","En défaut","MC","AUTR","U236NEP","11U","459 868,00","2050-01-01",0,1,0,null,null,"BIOMED_ULIS",{"$f":"_xlfn.TEXTJOIN(\"\",TRUE,A13698:D13698,H13698,N13698)","v":"HNAP401Pompe dépotage soudeCURA214251En défaut11U"}]
["EPL2TRP25","Transpalettte à haute levée n°173C14171026","U_CONT000032","Visite réglementaire","MPS","DEF","U406","15U","632 068,00","2025-03-21",3,1,0,365,0,"BIOMED_ULIS","EPL2TRP25Transpalettte à haute levée n°173C14171026U_CONT000032Visite réglementaire15U365"]
["NEP06ST06","Station NEP réacteurs Gamma","CURA214913","Manque solution lavage","MC",null,"U236NEP","11U","565 781,00","3000-01-01",0,1,0,null,null,"BIOMED_ULIS","NEP06ST06Station NEP réacteurs GammaCURA214913Manque solution lavage11U"]
["WFISBD105","Ss boucle FP T I+II+III et laverie 8RC71","CURA215425"," defaut grave","MC","DEF","U236WFI","11U","493 356,00","2050-01-01",0,1,0,null,null,"BIOMED_ULIS","WFISBD105Ss boucle FP T I+II+III et laverie 8RC71CURA215425 defaut grave11U"]
["BCHSOR09","Hotte à filtration sans raccordement","U_CLIM000134","Maintenance hotte à filtration","MPS","CLIM","U624UAP","22U","635 641,00","2025-04-28",3,1,0,365,0,"BIOMED_ULIS","BCHSOR09Hotte à filtration sans raccordementU_CLIM000134Maintenance hotte à filtration22U365"]
["CBCMT85","Enreg température CBETUV13 EBRO n°62480408","U_METROLOGIE    12","Vérification CURATIVE température","MC","METR","U880","70U",null,"3000-01-01",0,1,0,null,null,"BIOTECH_ULIS","CBCMT85Enreg température CBETUV13 EBRO n°62480408U_METROLOGIE    12Vérification CURATIVE température70U"]
["EXPLACONG03","Congélateur pâte Cryo","CURA216074","Défaut température","MC",null,"U410","11U","400 201,00","2050-01-01",0,1,0,null,null,"BIOMED_ULIS","EXPLACONG03Congélateur pâte CryoCURA216074Défaut température11U"]
["RF40","Production fluide frigorigène n°1 GW3/4","U_CONT000067","Epreuve décennale groupes froid","MPS","REGL","U222RF","15U","400 736,00","2030-01-30",3,1,0,626,1,"BIOMED_ULIS","RF40Production fluide frigorigène n°1 GW3/4U_CONT000067Epreuve décennale groupes froid15U626"]
["RF71/72","Production Fluide Frigorigène pour GW5/6","U_CONT000067","Epreuve décennale groupes froid","MPS","REGL","U222GW","15U",null,"2025-12-31",3,1,0,520,1,"BIOMED_ULIS","RF71/72Production Fluide Frigorigène pour GW5/6U_CONT000067Epreuve décennale groupes froid15U520"]
["EXDPLACMT161","Enregistreur SENSITECH n°DFR22013J0","U_METROLOGIE    12","Vérification CURATIVE température","MC","METR","U670","40U","401 310,00","2050-01-01",0,1,0,null,null,"BIOMED_ULIS","EXDPLACMT161Enregistreur SENSITECH n°DFR22013J0U_METROLOGIE    12Vérification CURATIVE température40U"]
["EXDPLACMT179","Enregistreur SENSITECH n°DFR2201510","U_METROLOGIE    12","Vérification CURATIVE température","MC","METR","U670","40U","401 328,00","2050-01-01",0,1,0,null,null,"BIOMED_ULIS","EXDPLACMT179Enregistreur SENSITECH n°DFR2201510U_METROLOGIE    12Vérification CURATIVE température40U"]
["DPLACMT170","Enregistreur SENSITECH n°DFR22014J0","U_METR000012","Vérification PERIODIQUE température","MPS","METR","U670","40U",null,"2049-12-31",3,1,0,365,0,"BIOMED_ULIS",{"$f":"_xlfn.TEXTJOIN(\"\",TRUE,A13890:D13890,H13890,N13890)","v":"DPLACMT170Enregistreur SENSITECH n°DFR22014J0U_METR000012Vérification PERIODIQUE température40U365"}]
["EXDPLACMT178","Enregistreur SENSITECH n°DFR22014Z0","U_METR000012","Vérification PERIODIQUE température","MPS","METR","U670","40U","419 915,00","2019-08-15",3,1,0,365,0,"BIOMED_ULIS","EXDPLACMT178Enregistreur SENSITECH n°DFR22014Z0U_METR000012Vérification PERIODIQUE température40U365"]
["TECHOUT101","Harnais de sécurité T3","U_CONT000032","Visite réglementaire","MPS","REGL","U130","15U","632 121,00","2025-03-29",3,1,0,365,0,"BIOMED_ULIS","TECHOUT101Harnais de sécurité T3U_CONT000032Visite réglementaire15U365"]
["HNACML400","Mesure niveau cuve de stockage HNAR400","U_METROLOGIE    24","Vérification CURATIVE de niveau","MC","METR","U236NEP","11U","402 377,00","2050-01-01",0,1,0,null,null,"BIOMED_ULIS","HNACML400Mesure niveau cuve de stockage HNAR400U_METROLOGIE    24Vérification CURATIVE de niveau11U"]
["CQBLMP02","Lecteur de microplaques Biotek n° 1711023","U_LABO000005","Maintenance préventive","MPS","DEF","U633","71U","430 564,00","2018-11-23",3,1,0,365,0,"BIOTECH_ULIS","CQBLMP02Lecteur de microplaques Biotek n° 1711023U_LABO000005Maintenance préventive71U365"]
["BAT01","Bâtiment 1 commun","U_REGL_00116","La manoeuvre d inspection n est pas conforme aux prescriptions normalisées. (Danger intervenant - po","AME","REGL","222ELE","10U",null,"2018-12-31",0,1,0,null,null,"BIOMED_ULIS","BAT01Bâtiment 1 communU_REGL_00116La manoeuvre d inspection n est pas conforme aux prescriptions normalisées. (Danger intervenant - po10U"]
["BAT01","Bâtiment 1 commun","U_REGL_00133","Les points lumineux actuellement installés dans le local de la machine ne permettent pas d obtenir u","AME","REGL","222ELE","10U",null,"2018-12-31",0,1,0,null,null,"BIOMED_ULIS","BAT01Bâtiment 1 communU_REGL_00133Les points lumineux actuellement installés dans le local de la machine ne permettent pas d obtenir u10U"]
["BAT02","Bâtiment 2","U_REGL_00147","Les points lumineux actuellement installés dans le local de la machine ne permettent pas d obtenir u","AME","REGL","222ELE","10U",null,"2018-12-31",0,1,0,null,null,"BIOMED_ULIS","BAT02Bâtiment 2U_REGL_00147Les points lumineux actuellement installés dans le local de la machine ne permettent pas d obtenir u10U"]
["BAT01","Bâtiment 1 commun","U_REGL_00270","Présence d installations électriques dans le volume 2 (rince-?il mobile).","AME","REGL","222ELE","10U","402 932,00","2050-01-01",0,1,0,null,null,"BIOMED_ULIS","BAT01Bâtiment 1 communU_REGL_00270Présence d installations électriques dans le volume 2 (rince-?il mobile).10U"]
["BAT01","Bâtiment 1 commun","U_REGL_00287","Identification incomplète de plusieurs départs de l armoire électrique.Force normal ARMO 1R1","AME","REGL","222ELE","10U","402 949,00","2050-01-01",0,1,0,null,null,"BIOMED_ULIS","BAT01Bâtiment 1 communU_REGL_00287Identification incomplète de plusieurs départs de l armoire électrique.Force normal ARMO 1R110U"]
["BAT01","Bâtiment 1 commun","U_REGL_00288","Les consignes précisant le détail des opérations à effectuer et les précautions à prendre pour la mi","AME","REGL","222ELE","10U","402 950,00","2050-01-01",0,1,0,null,null,"BIOMED_ULIS","BAT01Bâtiment 1 communU_REGL_00288Les consignes précisant le détail des opérations à effectuer et les précautions à prendre pour la mi10U"]
["HNOP400","Pompe transfert acide nitrique","U_MECA000177","Remplacement pompe pour révision","MPS","MECA","U236NEP","11U","603 720,00","2025-07-13",3,1,0,730,0,"BIOMED_ULIS","HNOP400Pompe transfert acide nitriqueU_MECA000177Remplacement pompe pour révision11U730"]
["EX1PLACONG03","Congélateur pâte Cryo","CURA233335","Alarme GTC","MC",null,"U410","11U","511 618,00","2050-01-01",0,1,0,null,null,"BIOMED_ULIS","EX1PLACONG03Congélateur pâte CryoCURA233335Alarme GTC11U"]
["PALAB07","Compteur de cellules NC 200 Chemometec","U_LABORATOIRE   07","Vérification CURATIVE","MC","DEF","U880","70U",null,"3000-01-01",0,1,0,null,null,"BIOTECH_ULIS","PALAB07Compteur de cellules NC 200 ChemometecU_LABORATOIRE   07Vérification CURATIVE70U"]
["PLAR02","Mélangeur fondoir plasma n°2","CURA234048","RAZ fondoir","MC",null,"U410","11U","623 833,00","3000-01-01",0,1,0,null,null,"BIOMED_ULIS","PLAR02Mélangeur fondoir plasma n°2CURA234048RAZ fondoir11U"]
["MFPRCMT65","Capteur mobile T°C pour étagère lyo n°3730","U_METROLOGIE    12","Vérification CURATIVE température","MC","METR","U868","70U",null,"3000-01-01",0,1,0,null,null,"BIOTECH_ULIS","MFPRCMT65Capteur mobile T°C pour étagère lyo n°3730U_METROLOGIE    12Vérification CURATIVE température70U"]
["GAMR42","Réacteur 15m3 n°42","CURA234080","Descente en froid trop longue","MC","DEF","U441","11U","623 097,00","3000-01-01",0,1,0,null,null,"BIOMED_ULIS","GAMR42Réacteur 15m3 n°42CURA234080Descente en froid trop longue11U"]
["MGPCF13","Chambre froide n°13 couloir -40°C","CURA234424","Appel GTC/ température haute","MC",null,"U406","11U","662 320,00","3000-01-01",0,1,0,null,null,"BIOMED_ULIS","MGPCF13Chambre froide n°13 couloir -40°CCURA234424Appel GTC/ température haute11U"]
["ISST4000","Purgeur condensats échangeur PW40HEX02","U_CHAU000011","Vérification annuelle des purgeurs","MPS","MECA","U236PW","11U","640 129,00","2025-04-29",3,1,0,365,0,"BIOMED_ULIS","ISST4000Purgeur condensats échangeur PW40HEX02U_CHAU000011Vérification annuelle des purgeurs11U365"]
["PWBD40","Boucle distribution PW chaude B4","U_EAUX000039","Maintenance boucle","MPS","DEF","DEF","11U","604 447,00","2025-07-30",3,1,0,730,0,"BIOMED_ULIS","PWBD40Boucle distribution PW chaude B4U_EAUX000039Maintenance boucle11U730"]
["PW40P200","Pompe P200 boucle PW40","U_MECA000177","Remplacement pompe pour révision","MPS","MECA","DEF","11U","649 005,00","2029-07-31",3,1,0,"1 825,00",0,"BIOMED_ULIS","PW40P200Pompe P200 boucle PW40U_MECA000177Remplacement pompe pour révision11U1 825,00"]
["WW2ST5000","Purgeur condensats filtre WFI50F01","U_CHAU000011","Vérification annuelle des purgeurs","MPS","MECA","U236WFI","11U","640 152,00","2025-04-29",3,1,0,365,0,"BIOMED_ULIS","WW2ST5000Purgeur condensats filtre WFI50F01U_CHAU000011Vérification annuelle des purgeurs11U365"]
["WFI51CMP0001","Pression aval pompe WFI51P100","U_METR000015","Vérification PERIODIQUE pression","MPS","METR","U236WFI","11U","648 934,00","2025-07-29",3,1,0,365,0,"BIOMED_ULIS","WFI51CMP0001Pression aval pompe WFI51P100U_METR000015Vérification PERIODIQUE pression11U365"]
["WFI53CMT0003","Température aval échangeur WFI53HEX03","U_METR000012","Vérification PERIODIQUE température","MPS","METR","U236WFI","11U","648 956,00","2025-07-29",3,1,0,365,0,"BIOMED_ULIS","WFI53CMT0003Température aval échangeur WFI53HEX03U_METR000012Vérification PERIODIQUE température11U365"]
["WFI52P100","Pompe sous boucle WFI52","U_MECA000177","Remplacement pompe pour révision","MPS","MECA","DEF","11U","649 006,00","2029-07-31",3,1,0,"1 825,00",0,"BIOMED_ULIS","WFI52P100Pompe sous boucle WFI52U_MECA000177Remplacement pompe pour révision11U1 825,00"]
["AQVCMT003","Collecteur de mesure TESTO n°40504583","U_METR000026","Vérification PERIODIQUE labo extérieur","MPS","METR","U730","52U","628 900,00","2025-03-07",3,1,0,52,1,"BIOMED_ULIS","AQVCMT003Collecteur de mesure TESTO n°40504583U_METR000026Vérification PERIODIQUE labo extérieur52U52"]
["GAMR010","Réacteur n°10 fractionnement gamma","CURA235375","Consignation réacteur","CON",null,"U441","11U","460 342,00","2050-01-01",0,1,0,null,null,"BIOMED_ULIS","GAMR010Réacteur n°10 fractionnement gammaCURA235375Consignation réacteur11U"]
["HOTARM02","Hottes chimiques et Armoires de stockage ventilées B23","U_COMM000001","Passage de commande","MPS","METR","U633","14U","411 356,00","2019-01-31",3,1,0,365,0,"BIOTECH_ULIS","HOTARM02Hottes chimiques et Armoires de stockage ventilées B23U_COMM000001Passage de commande14U365"]
["CQBCMQ25","Pipette 100 - 1000 µL","U_LABO000005","Maintenance préventive","MPS","QUAL","U633","71U","411 978,00","2018-06-07",3,1,0,120,0,"BIOTECH_ULIS","CQBCMQ25Pipette 100 - 1000 µLU_LABO000005Maintenance préventive71U120"]
["AQVCMT003","Collecteur de mesure TESTO n°40504583","U_METROLOGIE    26","Vérification CURATIVE labo extérieur","MC","METR","U730","52U","412 428,00","2050-01-01",0,1,0,null,null,"BIOMED_ULIS","AQVCMT003Collecteur de mesure TESTO n°40504583U_METROLOGIE    26Vérification CURATIVE labo extérieur52U"]
["AQVCMT020","Collecteur de mesure TESTO n°40504717","U_METROLOGIE    26","Vérification CURATIVE labo extérieur","MC","METR","U730","52U","412 445,00","2050-01-01",0,1,0,null,null,"BIOMED_ULIS","AQVCMT020Collecteur de mesure TESTO n°40504717U_METROLOGIE    26Vérification CURATIVE labo extérieur52U"]
["HCLRS01","Flexible de dépotage Acide Chlorhydrique","U_MECA000180","Remplacement flexibles de Dépotage Acide Soude","MPS","FLPR","U236NEP","11U","547 428,00","3000-01-01",0,1,0,null,null,"BIOMED_ULIS","HCLRS01Flexible de dépotage Acide ChlorhydriqueU_MECA000180Remplacement flexibles de Dépotage Acide Soude11U"]
["UDP1CMT59","Enreg température voie 2 de UDP1UR11","U_METROLOGIE    12","Vérification CURATIVE température","MC","DEF","U851","70U",null,"3000-01-01",0,1,0,null,null,"BIOTECH_ULIS","UDP1CMT59Enreg température voie 2 de UDP1UR11U_METROLOGIE    12Vérification CURATIVE température70U"]
["UDP1CMP16","Enreg pression voie 1  UDP1UR12","U_METR000015","Vérification PERIODIQUE pression","MPS","DEF","U851","70U","647 466,00","2025-05-29",3,1,0,365,0,"BIOTECH_ULIS","UDP1CMP16Enreg pression voie 1  UDP1UR12U_METR000015Vérification PERIODIQUE pression70U365"]
["TECHCMW14","Balance de charge REFCO G1\"\"","U_METR000003","Vérif. PERIODIQUE balance 31/150 Kg max","MPS","METR","U222","10U","626 738,00","2025-02-12",3,61,0,365,0,"BIOMED_ULIS","TECHCMW14Balance de charge REFCO G1\"\"U_METR000003Vérif. PERIODIQUE balance 31/150 Kg max10U365"]
["CQBCMQ07","Pipette 10 - 100 µL n° N16547F","U_LABO000011","Qualification + maintenance","MPS","QUAL","U633","71U",null,"2018-07-19",3,1,0,16,1,"BIOTECH_ULIS","CQBCMQ07Pipette 10 - 100 µL n° N16547FU_LABO000011Qualification + maintenance71U16"]
["PWCMF100","Mesure débit retour BD03","U_METROLOGIE    11","Vérification CURATIVE de débit","MC","METR","U236PW","11U","418 020,00","2050-01-01",0,1,0,null,null,"BIOMED_ULIS","PWCMF100Mesure débit retour BD03U_METROLOGIE    11Vérification CURATIVE de débit11U"]
["WW1PV51","Vanne retour fosse 1 vers efflents NEP","CURA237688"," défaut sur la vanne","MC",null,"U235WW","11U","449 548,00","2050-01-01",0,1,0,null,null,"BIOMED_ULIS","WW1PV51Vanne retour fosse 1 vers efflents NEPCURA237688 défaut sur la vanne11U"]
["GAMR010","Réacteur n°10 fractionnement gamma","U_PROC000178","Consignation/déconsignation équipement","CON","DEF","U441","11U","470 982,00","2050-01-01",0,1,0,null,null,"BIOMED_ULIS","GAMR010Réacteur n°10 fractionnement gammaU_PROC000178Consignation/déconsignation équipement11U"]
["GAMCMS42","Mesure vitesse agitation GAMR42","U_METROLOGIE    14","Vérification CURATIVE mesure vitesse","MC","METR","U441","11U","660 354,00","3000-01-01",0,1,0,null,null,"BIOMED_ULIS","GAMCMS42Mesure vitesse agitation GAMR42U_METROLOGIE    14Vérification CURATIVE mesure vitesse11U"]
["ALBCMS08","Mesure vitesse agitation","U_METR000014","Vérification PERIODIQUE mesure vitesse","MPS","METR","U440","11U","648 644,00","2025-08-29",3,1,0,365,0,"BIOMED_ULIS","ALBCMS08Mesure vitesse agitationU_METR000014Vérification PERIODIQUE mesure vitesse11U365"]
["UDP1CONG01","Congélateur -80°C pièce 1157","CURA238859","Appel GTC.","MC",null,"U851","11U","428 900,00","2050-01-01",0,1,0,null,null,"BIOTECH_ULIS","UDP1CONG01Congélateur -80°C pièce 1157CURA238859Appel GTC.11U"]
["WFICMC500","Enregistr CONDUCT. Eau PPI sortie condenseurs WFIDIST05","U_METROLOGIE    18","Vérification CURATIVE conductivité circuit","MC","METR","U236WFI","11U","423 947,00","2050-01-01",0,1,0,null,null,"BIOMED_ULIS","WFICMC500Enregistr CONDUCT. Eau PPI sortie condenseurs WFIDIST05U_METROLOGIE    18Vérification CURATIVE conductivité circuit11U"]
["PWCMP500","Affich. PRESSION PW puisage PWBD03","U_METR000015","Vérification PERIODIQUE pression","MPS","METR","U236WFI","11U","648 912,00","2025-07-29",3,1,0,365,0,"BIOMED_ULIS","PWCMP500Affich. PRESSION PW puisage PWBD03U_METR000015Vérification PERIODIQUE pression11U365"]
["NEP06ST06","Station NEP réacteurs Gamma","CURA239252","Défaut controle débit rincage WFI","MC",null,"U236NEP","11U","424 792,00","2050-01-01",0,1,0,null,null,"BIOMED_ULIS","NEP06ST06Station NEP réacteurs GammaCURA239252Défaut controle débit rincage WFI11U"]
["MCBLAB03","Automate NIMBUS","U_LABO000005","Maintenance préventive","MPS","DEF","U640MCB","21U","655 154,00","2025-04-12",3,1,0,26,1,"BIOMED_ULIS","MCBLAB03Automate NIMBUSU_LABO000005Maintenance préventive21U26"]
["WFICP701","Pompe de distribution EPPI","U_MECA000129","Remplacement flexibles pompes","MPS","DEF","U236WFI","11U","648 725,00","2025-01-07",3,1,0,26,1,"BIOMED_ULIS","WFICP701Pompe de distribution EPPIU_MECA000129Remplacement flexibles pompes11U26"]
["INSTALACIDESOUDE","Installations de Soude et d'Acides Chlorhydrique et Nitrique","U_RND000002","Vérification des installations de dépotage Acide / Soude","MPS","DEF","U236NEP","11U","652 893,00","2024-10-29",3,1,0,30,0,"BIOMED_ULIS","INSTALACIDESOUDEInstallations de Soude et d'Acides Chlorhydrique et NitriqueU_RND000002Vérification des installations de dépotage Acide / Soude11U30"]
["GAMEQUIP","Equipements communs gamma","CURA240638","Fourniture","MC",null,"U441","11U","608 979,00","3000-01-01",0,1,0,null,null,"BIOMED_ULIS","GAMEQUIPEquipements communs gammaCURA240638Fourniture11U"]
["EXMCBFL05","Hotte sécurité microbio. (PSM)","U_CLIM000203","Vitesses souff. repri. termi. pour Emery","MPS","CLIM","U640MCB","21U","610 763,00","2024-10-29",3,1,0,365,0,"BIOMED_ULIS","EXMCBFL05Hotte sécurité microbio. (PSM)U_CLIM000203Vitesses souff. repri. termi. pour Emery21U365"]
["CRDCMP06","Surpression chambre (surveillance) CRDFOUR02","U_METR000015","Vérification PERIODIQUE pression","MPS","METR","U851","70U","616 951,00","2024-10-30",3,1,0,365,0,"BIOTECH_ULIS","CRDCMP06Surpression chambre (surveillance) CRDFOUR02U_METR000015Vérification PERIODIQUE pression70U365"]
["CQBCMT09","Enreg température CQBREF01","U_METR000042","Vérification périodique par Aérométrologie","MPS","METR","U633","71U","425 574,00","2050-01-01",0,2,0,null,null,"BIOTECH_ULIS","CQBCMT09Enreg température CQBREF01U_METR000042Vérification périodique par Aérométrologie71U"]
["ETALCMS07","Tachymètre TESTO 470 n°1831028","U_METROLOGIE    14","Vérification CURATIVE mesure vitesse","MC","METR","U205","50U","425 880,00","2050-01-01",0,1,0,null,null,"BIOMED_ULIS",{"$f":"_xlfn.TEXTJOIN(\"\",TRUE,A14786:D14786,H14786,N14786)","v":"ETALCMS07Tachymètre TESTO 470 n°1831028U_METROLOGIE    14Vérification CURATIVE mesure vitesse50U"}]
["PLAT004","Cuve envoi plasma après prélèvement","CURA241871","Forcage refrdoissement aprés nep","MC",null,"U410","11U","485 441,00","2050-01-01",0,1,0,null,null,"BIOMED_ULIS","PLAT004Cuve envoi plasma après prélèvementCURA241871Forcage refrdoissement aprés nep11U"]
["TECHOUT110","Point d'ancrage n°1 PWT01","U_CONT000032","Visite réglementaire","MPS","DEF","U130","15U","632 145,00","2025-04-14",3,1,0,365,0,"BIOMED_ULIS","TECHOUT110Point d'ancrage n°1 PWT01U_CONT000032Visite réglementaire15U365"]
["TECHOUT111","Point d'ancrage  n°2 PWT01","U_CONT000032","Visite réglementaire","MPS","DEF","U130","15U","632 146,00","2025-04-14",3,1,0,365,0,"BIOMED_ULIS","TECHOUT111Point d'ancrage  n°2 PWT01U_CONT000032Visite réglementaire15U365"]
["PLAT004","Cuve envoi plasma après prélèvement","CURA242441","Forçage froid GW77 sur cuve","MC",null,"U410","11U","432 171,00","2050-01-01",0,1,0,null,null,"BIOMED_ULIS","PLAT004Cuve envoi plasma après prélèvementCURA242441Forçage froid GW77 sur cuve11U"]
["GW0CMT400","Temp. aspiration pompe primaire GW0","U_METROLOGIE    12","Vérification CURATIVE température","MC","METR","U222GW","10U","428 745,00","2050-01-01",0,1,0,null,null,"BIOMED_ULIS","GW0CMT400Temp. aspiration pompe primaire GW0U_METROLOGIE    12Vérification CURATIVE température10U"]
["RF64","Groupe froid production GW0 (2 circuits)","U_CONT000060","Visite réglementaire groupes froid","MPS","DEF","U222GW","15U","510 222,00","2023-03-11",3,30,0,104,1,"BIOMED_ULIS","RF64Groupe froid production GW0 (2 circuits)U_CONT000060Visite réglementaire groupes froid15U104"]
["WFI51CMT0003","Température aval échangeur WFI51HEX03","U_METROLOGIE    12","Vérification CURATIVE température","MC","METR","U236WFI","11U","428 774,00","2050-01-01",0,1,0,null,null,"BIOMED_ULIS","WFI51CMT0003Température aval échangeur WFI51HEX03U_METROLOGIE    12Vérification CURATIVE température11U"]
["WFI53CMT0004","Température retour sous boucle WFI53","U_METROLOGIE    12","Vérification CURATIVE température","MC","METR","U236WFI","11U","428 791,00","2050-01-01",0,1,0,null,null,"BIOMED_ULIS","WFI53CMT0004Température retour sous boucle WFI53U_METROLOGIE    12Vérification CURATIVE température11U"]
["CQBCMQ24","Pipette Multicanaux éléctronique100 - 1000µL","U_LABO000016","Vérification à réception + maintenance + vérification après maintenance","MPS","METR","U633","71U","439 973,00","2049-01-01",0,1,0,null,null,"BIOTECH_ULIS","CQBCMQ24Pipette Multicanaux éléctronique100 - 1000µLU_LABO000016Vérification à réception + maintenance + vérification après maintenance71U"]
["WFIR310","Condenseur secondaire WFIDIST03","U_MECA000012","Maintenance des Condenseurs des distillateurs","MPS","MAINT","U236WFI","11U","522 111,00","2049-07-27",3,1,0,156,1,"BIOMED_ULIS","WFIR310Condenseur secondaire WFIDIST03U_MECA000012Maintenance des Condenseurs des distillateurs11U156"]
["EXPWUVL100","Lampe UV boucle BD03","U_PROC000088","Remplacement gaine de quartz","MPS","DEF","U222PW","11U",null,"3000-01-01",3,1,0,260,1,"BIOMED_ULIS","EXPWUVL100Lampe UV boucle BD03U_PROC000088Remplacement gaine de quartz11U260"]
["PLAT004","Cuve envoi plasma après prélèvement","CURA243558","Forçage ouverture vanne de froid","MC",null,"U410","11U","437 544,00","2050-01-01",0,1,0,null,null,"BIOMED_ULIS","PLAT004Cuve envoi plasma après prélèvementCURA243558Forçage ouverture vanne de froid11U"]
["CRDCMT05","Alarme temp. ambiance CRDCF1250","U_METR000012","Vérification PERIODIQUE température","MPS","METR","U851","70U","621 607,00","2024-11-28",3,1,0,365,0,"BIOTECH_ULIS","CRDCMT05Alarme temp. ambiance CRDCF1250U_METR000012Vérification PERIODIQUE température70U365"]
["WFISBD52","Sous boucle de distribution WFI 4°C FIB","U_PROC000003","Maintenance boucle et sous boucles WFI UDEC","MPS","MECA","U236WFI","11U","649 106,00","2026-07-30",3,1,0,730,0,"BIOMED_ULIS","WFISBD52Sous boucle de distribution WFI 4°C FIBU_PROC000003Maintenance boucle et sous boucles WFI UDEC11U730"]
["EXPW2DUO101","Déminéralisateur duo n°1 PW2","CURA244280","Changement des résine","MC",null,"U222PW","11U","435 413,00","2050-01-01",0,1,0,null,null,"BIOMED_ULIS","EXPW2DUO101Déminéralisateur duo n°1 PW2CURA244280Changement des résine11U"]
["CIPCMF0300","Débitmètre massique envoi NEP CIP03","U_METROLOGIE    11","Vérification CURATIVE de débit","MC","METR","DEF","11U","432 683,00","2050-01-01",0,1,0,null,null,"BIOMED_ULIS","CIPCMF0300Débitmètre massique envoi NEP CIP03U_METROLOGIE    11Vérification CURATIVE de débit11U"]
["UNFGLAB18","Format Vial 6 mL Standard calibration et vérification  3 SCV et 4 référence standard pour UNFGLAB16","U_LABORATOIRE   02","Intervention CURATIVE prestataire externe","MC","DEF","U868","70U",null,"3000-01-01",0,1,0,null,null,"BIOTECH_ULIS","UNFGLAB18Format Vial 6 mL Standard calibration et vérification  3 SCV et 4 référence standard pour UNFGLAB16U_LABORATOIRE   02Intervention CURATIVE prestataire externe70U"]
["BAT04PTA08","Porte n°1 Répartition P4RC408-1-A","U_CONTROLES","Travaux remise en état suite vérification réglementaire","MC","DEF","DEF","13U",null,"2049-12-31",3,1,0,52,1,"BIOMED_ULIS","BAT04PTA08Porte n°1 Répartition P4RC408-1-AU_CONTROLESTravaux remise en état suite vérification réglementaire13U52"]
["GAMR43","Réacteur 15m3 n°43","CURA244470","Consignation/Déconsignation","MC",null,"U441","11U","446 662,00","2050-01-01",0,1,0,null,null,"BIOMED_ULIS","GAMR43Réacteur 15m3 n°43CURA244470Consignation/Déconsignation11U"]
["CAF401","Filtration 0,01 µm départ réseau n°2","U_FLDT000002","Remplacement Conditionnel du Filtre","MPS","FLDT","U222CA","10U","644 586,00","2024-11-25",3,1,0,26,1,"BIOMED_ULIS","CAF401Filtration 0,01 µm départ réseau n°2U_FLDT000002Remplacement Conditionnel du Filtre10U26"]
["WW1F401","Filtre Y protection pompe WW1P500","U_FLDT000003","Nettoyage filtre à tamis","MPS","FLDT","U235WW","11U","644 037,00","2024-12-11",3,1,0,26,1,"BIOMED_ULIS","WW1F401Filtre Y protection pompe WW1P500U_FLDT000003Nettoyage filtre à tamis11U26"]
["DWP400","Surpresseur DW pour CIP B4","U_FLDT000009","Maintenance Surpresseur DW","MPS","MECA","U222DW","11U","572 588,00","2049-12-26",3,1,0,52,1,"BIOMED_ULIS","DWP400Surpresseur DW pour CIP B4U_FLDT000009Maintenance Surpresseur DW11U52"]
["MGGCEL09","Chariot élévateur élec. CF -40°C","U_CONT000032","Visite réglementaire","MPS","REGL","U168","15U","632 105,00","2024-09-22",3,30,0,26,1,"BIOMED_ULIS","MGGCEL09Chariot élévateur élec. CF -40°CU_CONT000032Visite réglementaire15U26"]
["AC410CMT01","Sonde de Températures reprise d'air AC410CV01","U_METR000012","Vérification PERIODIQUE température","MPS","METR","U222AC","10U","617 359,00","2024-12-29",3,1,0,365,0,"BIOMED_ULIS","AC410CMT01Sonde de Températures reprise d'air AC410CV01U_METR000012Vérification PERIODIQUE température10U365"]
["AC61CE071B","Tourelle extrac K 22B magasin géné. B11","U_CLIM000003","Maintenance tourelle d'extraction","MPS","CLIM","U222AC","10U","632 953,00","2025-03-28",3,1,0,365,0,"BIOMED_ULIS","AC61CE071BTourelle extrac K 22B magasin géné. B11U_CLIM000003Maintenance tourelle d'extraction10U365"]
["PW30CMOC0011","Mesure TOC retour boucle PW30","U_EAUX000034","Maintenance TOC et Vérification conformité","MPS","METR","U236PW","11U","649 019,00","2025-02-06",3,1,0,26,1,"BIOMED_ULIS","PW30CMOC0011Mesure TOC retour boucle PW30U_EAUX000034Maintenance TOC et Vérification conformité11U26"]
["BCHSOR07","Sorbonne","U_CLIM000134","Maintenance hotte à filtration","MPS","CLIM","U624UAP","22U","635 639,00","2049-04-28",0,1,0,null,null,"BIOMED_ULIS","BCHSOR07SorbonneU_CLIM000134Maintenance hotte à filtration22U"]
["GW11","Produc. distri. eau glycolée circuit eth","U_EAUX000056","Prélèvement d'eau pour analyse","MPS","FLDT","U222GW","10U","651 401,00","2025-03-24",3,1,0,26,1,"BIOMED_ULIS","GW11Produc. distri. eau glycolée circuit ethU_EAUX000056Prélèvement d'eau pour analyse10U26"]
["AQVCMT023","Track sense compact pressure combi température n°272875","U_METROLOGIE    12","Vérification CURATIVE température","MC","METR","U730","52U","438 273,00","2050-01-01",0,1,0,null,null,"BIOMED_ULIS","AQVCMT023Track sense compact pressure combi température n°272875U_METROLOGIE    12Vérification CURATIVE température52U"]
["DWF04","Carter de filtration eau de ville  métro pesage 10 µm","CURA246290","Changement du filtre 10 micron","MC",null,"U236PW","11U","538 722,00","3000-01-01",0,1,0,null,null,"BIOMED_ULIS","DWF04Carter de filtration eau de ville  métro pesage 10 µmCURA246290Changement du filtre 10 micron11U"]
["AQVCMT051","Tracksense frigo temperature n°445784","U_METROLOGIE    12","Vérification CURATIVE température","MC","METR","U730","52U","438 718,00","2050-01-01",0,1,0,null,null,"BIOMED_ULIS","AQVCMT051Tracksense frigo temperature n°445784U_METROLOGIE    12Vérification CURATIVE température52U"]
["DCGCMT12","Sonde T12 d'enregistrement","U_METROLOGIE    12","Vérification CURATIVE température","MC","METR","U411","11U","438 679,00","2049-01-01",0,1,0,null,null,"BIOMED_ULIS","DCGCMT12Sonde T12 d'enregistrementU_METROLOGIE    12Vérification CURATIVE température11U"]
["AQVCMT036","Tracksense Pro Temperature n°31142","U_METROLOGIE    12","Vérification CURATIVE température","MC","METR","U730","52U","441 910,00","2050-01-01",0,1,0,null,null,"BIOMED_ULIS","AQVCMT036Tracksense Pro Temperature n°31142U_METROLOGIE    12Vérification CURATIVE température52U"]
["EXAQVCMT068","Tracksense Frigo Temperature n°180790","U_METR000012","Vérification PERIODIQUE température","MPS","METR","U730","52U","514 423,00","2049-05-09",0,1,0,null,null,"BIOMED_ULIS","EXAQVCMT068Tracksense Frigo Temperature n°180790U_METR000012Vérification PERIODIQUE température52U"]
["AQVCMT044","Tracksense Frigo Temperature n°148624","U_METROLOGIE    12","Vérification CURATIVE température","MC","METR","U730","52U","439 049,00","2050-01-01",0,1,0,null,null,"BIOMED_ULIS","AQVCMT044Tracksense Frigo Temperature n°148624U_METROLOGIE    12Vérification CURATIVE température52U"]
["EXAQVCMT070","Tracksense Frigo Temperature n°180796","U_METROLOGIE    12","Vérification CURATIVE température","MC","METR","U730","52U","439 014,00","2050-01-01",0,1,0,null,null,"BIOMED_ULIS","EXAQVCMT070Tracksense Frigo Temperature n°180796U_METROLOGIE    12Vérification CURATIVE température52U"]
["DWCSV02","Disconnecteur 2 avenue du Canada","U_EAUX000009","Contrôle et entretien disconnecteur","MPS","DEF","U222DW","11U","648 451,00","2025-07-29",3,1,0,365,0,"BIOMED_ULIS","DWCSV02Disconnecteur 2 avenue du CanadaU_EAUX000009Contrôle et entretien disconnecteur11U365"]
["AC402CE02","Caisson d'extraction d'air laverie","U_CLIM000205","Maintenance extraction / ventilation","MPS","CLIM","U222AC","10U","645 852,00","2025-07-26",3,1,0,52,1,"BIOMED_ULIS","AC402CE02Caisson d'extraction d'air laverieU_CLIM000205Maintenance extraction / ventilation10U52"]
["MCBCOLG30","Collecteur de germes n°115676","U_METR000026","Vérification PERIODIQUE labo extérieur","MPS","METR","U640MCB","21U","599 268,00","2024-06-14",3,1,0,52,1,"BIOMED_ULIS","MCBCOLG30Collecteur de germes n°115676U_METR000026Vérification PERIODIQUE labo extérieur21U52"]
["AC401CT401","Caisson de traitement d'air Fibrinogene","U_CLIM000218","Contrôle et sauvegarde de l'automate","MPS","CLIM","U222AC","10U","466 835,00","2049-07-14",0,1,0,null,null,"BIOMED_ULIS","AC401CT401Caisson de traitement d'air FibrinogeneU_CLIM000218Contrôle et sauvegarde de l'automate10U"]
["AC401F16","Filtre terminal 41430","U_CLIM000138","Remplacement filtre HEPA","MPS","CLIM","U222AC","10U","557 834,00","2028-07-13",3,1,0,"2 190,00",0,"BIOMED_ULIS","AC401F16Filtre terminal 41430U_CLIM000138Remplacement filtre HEPA10U2 190,00"]
["AC401F49","Filtre terminal 4RC407","U_CLIM000138","Remplacement filtre HEPA","MPS","CLIM","U222AC","10U","557 861,00","2028-07-13",3,1,0,"2 190,00",0,"BIOMED_ULIS","AC401F49Filtre terminal 4RC407U_CLIM000138Remplacement filtre HEPA10U2 190,00"]
["AC402F20","Filtre terminal 41406","U_CLIM000138","Remplacement filtre HEPA","MPS","CLIM","U222AC","10U","557 883,00","2028-07-13",3,1,0,"2 190,00",0,"BIOMED_ULIS","AC402F20Filtre terminal 41406U_CLIM000138Remplacement filtre HEPA10U2 190,00"]
["AC402F37","Filtre terminal 41413","U_CLIM000138","Remplacement filtre HEPA","MPS","CLIM","U222AC","10U","557 900,00","2028-07-13",3,1,0,"2 190,00",0,"BIOMED_ULIS","AC402F37Filtre terminal 41413U_CLIM000138Remplacement filtre HEPA10U2 190,00"]
["AC402F60","Filtre terminal 4RC409","U_CLIM000138","Remplacement filtre HEPA","MPS","CLIM","U222AC","10U","557 919,00","2028-07-13",3,1,0,"2 190,00",0,"BIOMED_ULIS","AC402F60Filtre terminal 4RC409U_CLIM000138Remplacement filtre HEPA10U2 190,00"]
["AC403F18","Filtre terminal 4RC431","U_CLIM000138","Remplacement filtre HEPA","MPS","CLIM","U222AC","10U","603 186,00","2029-07-13",3,1,0,"2 190,00",0,"BIOMED_ULIS","AC403F18Filtre terminal 4RC431U_CLIM000138Remplacement filtre HEPA10U2 190,00"]
["AC403F19","Filtre terminal 4RC431","U_CLIM000138","Remplacement filtre HEPA","MPS","CLIM","U222AC","10U","603 187,00","2029-07-13",3,1,0,"2 190,00",0,"BIOMED_ULIS","AC403F19Filtre terminal 4RC431U_CLIM000138Remplacement filtre HEPA10U2 190,00"]
["AC405F10","Filtre terminal 41402","U_CLIM000138","Remplacement filtre HEPA","MPS","CLIM","U222AC","10U","573 424,00","2028-12-13",3,1,0,"2 190,00",0,"BIOMED_ULIS","AC405F10Filtre terminal 41402U_CLIM000138Remplacement filtre HEPA10U2 190,00"]
["AC405F28","Filtre terminal 8RC234","U_CLIM000138","Remplacement filtre HEPA","MPS","CLIM","U222AC","10U","573 441,00","2028-12-13",3,1,0,"2 190,00",0,"BIOMED_ULIS","AC405F28Filtre terminal 8RC234U_CLIM000138Remplacement filtre HEPA10U2 190,00"]
["AC405F47","Filtre terminal 4RC423","U_CLIM000138","Remplacement filtre HEPA","MPS","CLIM","U222AC","10U","573 459,00","2028-12-13",3,1,0,"2 190,00",0,"BIOMED_ULIS","AC405F47Filtre terminal 4RC423U_CLIM000138Remplacement filtre HEPA10U2 190,00"]
["PW30F0002","Destructeur de CO2 évent cuve PW30R01","U_FLDT000013","Remplacement filtre Piège CO2","MPS","FLPR","U236PW","11U","648 796,00","2025-07-14",3,1,0,365,0,"BIOMED_ULIS","PW30F0002Destructeur de CO2 évent cuve PW30R01U_FLDT000013Remplacement filtre Piège CO211U365"]
["PLAARM04","Armoire broyage Plasma","U_ELEC000035","Vérification Armoires","MPS","ELEC","U410","10U","573 302,00","2024-11-28",3,1,0,104,1,"BIOMED_ULIS","PLAARM04Armoire broyage PlasmaU_ELEC000035Vérification Armoires10U104"]
["BAT08ARM26","Coffret contrôle commande MC B8 nord","U_ELEC000035","Vérification Armoires","MPS","ELEC","U222ELE","10U","626 667,00","2026-01-27",3,1,0,104,1,"BIOMED_ULIS","BAT08ARM26Coffret contrôle commande MC B8 nordU_ELEC000035Vérification Armoires10U104"]
["RF17ARM01","Coffret RF17RHC01","U_ELEC000035","Vérification Armoires","MPS","ELEC","U222RF","10U","579 514,00","2024-12-29",3,1,0,104,1,"BIOMED_ULIS","RF17ARM01Coffret RF17RHC01U_ELEC000035Vérification Armoires10U104"]
["BAT04CMPR404","Pression Centrifugation 4RC404","U_METROLOGIE    15","Vérification CURATIVE pression","MC","METR","U200BATP","10U","441 631,00","2050-01-01",0,1,0,null,null,"BIOMED_ULIS","BAT04CMPR404Pression Centrifugation 4RC404U_METROLOGIE    15Vérification CURATIVE pression10U"]
["BAT04CMPS401","Pression Tour De Pré-décongélation 4SS01","U_METROLOGIE    15","Vérification CURATIVE pression","MC","METR","U200BATP","10U","441 656,00","2050-01-01",0,1,0,null,null,"BIOMED_ULIS","BAT04CMPS401Pression Tour De Pré-décongélation 4SS01U_METROLOGIE    15Vérification CURATIVE pression10U"]
["BAT04CMP1404","Pression SAS Personnel 41404","U_METROLOGIE    15","Vérification CURATIVE pression","MC","METR","U200BATP","10U","441 618,00","2050-01-01",0,1,0,null,null,"BIOMED_ULIS","BAT04CMP1404Pression SAS Personnel 41404U_METROLOGIE    15Vérification CURATIVE pression10U"]
["BAT04CMPR409","Pression Cryo Précipite 4RC409","U_METR000015","Vérification PERIODIQUE pression","MPS","METR","U200BATP","10U","626 810,00","2025-02-23",3,1,0,52,1,"BIOMED_ULIS","BAT04CMPR409Pression Cryo Précipite 4RC409U_METR000015Vérification PERIODIQUE pression10U52"]
["BAT04CMP1406","Pression Laverie 41406","U_METR000015","Vérification PERIODIQUE pression","MPS","METR","U200BATP","10U","626 786,00","2025-02-23",3,1,0,52,1,"BIOMED_ULIS","BAT04CMP1406Pression Laverie 41406U_METR000015Vérification PERIODIQUE pression10U52"]
["BATEXPTA01","Portail auto. passage train déchets","U_CONT000052","Contrôle périodique porte 26S","MPS","REGL","U130","80U","526 065,00","2022-01-26",3,1,0,26,1,"BIOMED_ULIS","BATEXPTA01Portail auto. passage train déchetsU_CONT000052Contrôle périodique porte 26S80U26"]
["GW1F400","Filtre Y protection pompe GW1 P410","U_FLDT000003","Nettoyage filtre à tamis","MPS","FLDT","U222GW","10U",null,"2049-03-12",3,1,0,52,1,"BIOMED_ULIS","GW1F400Filtre Y protection pompe GW1 P410U_FLDT000003Nettoyage filtre à tamis10U52"]
["CQBMAL01","Laveur désinfecteur MIELE n°00/74391456","U_LABO000014","Maintenance + Qualification","MPS","DEF","U633","71U","616 262,00","2024-03-13",3,1,0,365,0,"BIOTECH_ULIS","CQBMAL01Laveur désinfecteur MIELE n°00/74391456U_LABO000014Maintenance + Qualification71U365"]
["BCHCMCT43","Chronomètre 3 canaux n°181175931","U_METR000005","Vérification PERIODIQUE temps","MPS","METR","U624UAP","22U",null,"2049-03-25",3,1,0,52,1,"BIOMED_ULIS","BCHCMCT43Chronomètre 3 canaux n°181175931U_METR000005Vérification PERIODIQUE temps22U52"]
["EXLSBCMT25","Sonde température LSBCONG01 (LabGuard)","U_METROLOGIE    12","Vérification CURATIVE température","MC","METR","U803","70U","512 663,00","2050-01-01",0,1,0,null,null,"BIOTECH_ULIS",{"$f":"_xlfn.TEXTJOIN(\"\",TRUE,A15874:D15874,H15874,N15874)","v":"EXLSBCMT25Sonde température LSBCONG01 (LabGuard)U_METROLOGIE    12Vérification CURATIVE température70U"}]
["LSBCMW08","Masse étalon de routine 100g F1 ZO 720","U_METR000032","Vérif. périodique masse autocontrôle","MPS","METR","U803","70U",null,"3000-01-01",0,1,0,null,null,"BIOTECH_ULIS","LSBCMW08Masse étalon de routine 100g F1 ZO 720U_METR000032Vérif. périodique masse autocontrôle70U"]
["EXLSBETUV01","Incubateur CO2 Hera Cell 150","U_PROC000076","Maintenance incubateur","MPS","DEF","U803","70U","470 815,00","3000-01-01",0,1,0,null,null,"BIOTECH_ULIS","EXLSBETUV01Incubateur CO2 Hera Cell 150U_PROC000076Maintenance incubateur70U"]
["LSBC05","Centrifugeuse Eppendorf 5810R","U_CONT000026","Vérif. réglementaire machines","MPS","DEF","U803","70U","651 099,00","2025-06-30",3,30,0,365,0,"BIOTECH_ULIS","LSBC05Centrifugeuse Eppendorf 5810RU_CONT000026Vérif. réglementaire machines70U365"]
["LSBCMP03","Enregistrement Pression LSBUR02 voie 4","U_METROLOGIE    15","Vérification CURATIVE pression","MC","METR","U803","70U",null,"3000-01-01",0,1,0,null,null,"BIOTECH_ULIS","LSBCMP03Enregistrement Pression LSBUR02 voie 4U_METROLOGIE    15Vérification CURATIVE pression70U"]
["LSBCMT34","Enregistrement Température LSBUR03 voie 6","U_METROLOGIE    12","Vérification CURATIVE température","MC","METR","U803","70U",null,"3000-01-01",0,1,0,null,null,"BIOTECH_ULIS","LSBCMT34Enregistrement Température LSBUR03 voie 6U_METROLOGIE    12Vérification CURATIVE température70U"]
["DCGCMT200","Sonde température sortie fondoir DCGR200","U_METROLOGIE    12","Vérification CURATIVE température","MC","METR","U411","11U","446 308,00","2050-01-01",0,1,0,null,null,"BIOMED_ULIS","DCGCMT200Sonde température sortie fondoir DCGR200U_METROLOGIE    12Vérification CURATIVE température11U"]
["GW15ARM001","Armoire électrique GW15","U_ELEC000035","Vérification Armoires","MPS","ELEC","U222ELE","10U","571 163,00","2024-10-29",3,1,0,104,1,"BIOMED_ULIS","GW15ARM001Armoire électrique GW15U_ELEC000035Vérification Armoires10U104"]
["SHWCMT501","Sonde de température  SHW500","U_METROLOGIE    12","Vérification CURATIVE température","MC","METR","U222SHW","11U","446 324,00","2050-01-01",0,1,0,null,null,"BIOMED_ULIS","SHWCMT501Sonde de température  SHW500U_METROLOGIE    12Vérification CURATIVE température11U"]
["DCGCMT04","Sonde de temp. Sortie réchauf. DCGEH01","U_METR000012","Vérification PERIODIQUE température","MPS","METR","U411","11U","627 789,00","2025-02-09",3,1,0,52,1,"BIOMED_ULIS","DCGCMT04Sonde de temp. Sortie réchauf. DCGEH01U_METR000012Vérification PERIODIQUE température11U52"]
["COMCMC01","Sonde conduct. rinçage final AE-01","U_METR000018","Vérif. PERIODIQUE mesure conductivité circuit","MPS","METR","U411","11U","648 598,00","2025-08-25",3,1,0,52,1,"BIOMED_ULIS","COMCMC01Sonde conduct. rinçage final AE-01U_METR000018Vérif. PERIODIQUE mesure conductivité circuit11U52"]
["DCGCMC01","Sonde conduc rinçage final AE-01","U_METROLOGIE    18","Vérification CURATIVE conductivité circuit","MC","METR","U411","11U","497 906,00","2050-01-01",0,1,0,null,null,"BIOMED_ULIS","DCGCMC01Sonde conduc rinçage final AE-01U_METROLOGIE    18Vérification CURATIVE conductivité circuit11U"]
["COMCMP04","Pressostat différ filtre séchage PDSH-30","U_METROLOGIE    15","Vérification CURATIVE pression","MC","METR","U411","11U","446 347,00","2050-01-01",0,1,0,null,null,"BIOMED_ULIS","COMCMP04Pressostat différ filtre séchage PDSH-30U_METROLOGIE    15Vérification CURATIVE pression11U"]
["COMCMP12","Pressostat différ filtre séchage PDSH-30","U_METROLOGIE    15","Vérification CURATIVE pression","MC","METR","U411","11U","446 364,00","2050-01-01",0,1,0,null,null,"BIOMED_ULIS","COMCMP12Pressostat différ filtre séchage PDSH-30U_METROLOGIE    15Vérification CURATIVE pression11U"]
["FIBCMW01","Balance de paillasse pâte T1","U_METROLOGIE    03","Vérifcation CURATIVE balance 31/150Kg","MC","METR","U411","11U","446 688,00","3000-01-01",0,1,0,null,null,"BIOMED_ULIS","FIBCMW01Balance de paillasse pâte T1U_METROLOGIE    03Vérifcation CURATIVE balance 31/150Kg11U"]
["BCHCMT41","Thermomètre TESTO  n°03322870","U_METROLOGIE    12","Vérification CURATIVE température","MC","METR","U624UAP","22U",null,"2049-04-25",0,1,0,null,null,"BIOMED_ULIS","BCHCMT41Thermomètre TESTO  n°03322870U_METROLOGIE    12Vérification CURATIVE température22U"]
["PW40CMP0004","Pression fond mesure niveau cuve PW40R01","U_METROLOGIE    15","Vérification CURATIVE pression","MC","METR","U236PW","11U",null,"2049-04-25",0,1,0,null,null,"BIOMED_ULIS","PW40CMP0004Pression fond mesure niveau cuve PW40R01U_METROLOGIE    15Vérification CURATIVE pression11U"]
["FW3SBD03","Poste émulseur zone prod B8","U_EAUX000057","Vérification têtes de sprinklage","MPS","FLDT","U130","80U","499 766,00","2021-12-30",3,1,0,365,0,"BIOMED_ULIS","FW3SBD03Poste émulseur zone prod B8U_EAUX000057Vérification têtes de sprinklage80U365"]
["AC401CMT03","Sonde de gaine T°C","U_METROLOGIE    12","Vérification CURATIVE température","MC","METR","U222AC","10U","448 825,00","2050-01-01",0,1,0,null,null,"BIOMED_ULIS","AC401CMT03Sonde de gaine T°CU_METROLOGIE    12Vérification CURATIVE température10U"]
["AC403CMP05","Sonde pression différentielle","U_METROLOGIE    15","Vérification CURATIVE pression","MC","METR","U222AC","10U","448 841,00","2050-01-01",0,1,0,null,null,"BIOMED_ULIS","AC403CMP05Sonde pression différentielleU_METROLOGIE    15Vérification CURATIVE pression10U"]
["AC404CMM02","Sonde de gaine T°C - HR%","U_METROLOGIE    23","Vérification CURATIVE hygrométrique","MC","METR","U222AC","10U","448 851,00","2050-01-01",0,1,0,null,null,"BIOMED_ULIS","AC404CMM02Sonde de gaine T°C - HR%U_METROLOGIE    23Vérification CURATIVE hygrométrique10U"]
["AC405CMT04","Sonde de gaine T°C","U_METROLOGIE    12","Vérification CURATIVE température","MC","METR","U222AC","10U","448 876,00","2050-01-01",0,1,0,null,null,"BIOMED_ULIS","AC405CMT04Sonde de gaine T°CU_METROLOGIE    12Vérification CURATIVE température10U"]
["AC401CMP18","Sonde pression différentielle","U_METR000015","Vérification PERIODIQUE pression","MPS","METR","U222AC","10U",null,"2049-12-31",0,1,0,null,null,"BIOMED_ULIS","AC401CMP18Sonde pression différentielleU_METR000015Vérification PERIODIQUE pression10U"]
["AC402CMT05","Sonde de gaine T°C","U_METR000012","Vérification PERIODIQUE température","MPS","METR","U222AC","10U",null,"2049-12-31",0,1,0,null,null,"BIOMED_ULIS","AC402CMT05Sonde de gaine T°CU_METR000012Vérification PERIODIQUE température10U"]
["AC404CMP10","Sonde pression différentielle","U_METR000015","Vérification PERIODIQUE pression","MPS","METR","U222AC","10U",null,"2049-12-31",0,1,0,null,null,"BIOMED_ULIS","AC404CMP10Sonde pression différentielleU_METR000015Vérification PERIODIQUE pression10U"]
["AC405CMP10","Sonde pression différentielle","U_METR000015","Vérification PERIODIQUE pression","MPS","METR","U222AC","10U",null,"2049-12-31",0,1,0,null,null,"BIOMED_ULIS","AC405CMP10Sonde pression différentielleU_METR000015Vérification PERIODIQUE pression10U"]
["BAT08CDP","Bâtiment 8 centrale de pesée","CURA249168","AT 2019 - Divers Bâtiment","MC",null,"U200BATP","13U","448 952,00","2050-01-01",0,1,0,null,null,"BIOMED_ULIS","BAT08CDPBâtiment 8 centrale de peséeCURA249168AT 2019 - Divers Bâtiment13U"]
["DCGCMP600","Pression sortie produit","U_METR000015","Vérification PERIODIQUE pression","MPS","METR","U411","11U","619 329,00","2024-09-15",3,1,0,365,0,"BIOMED_ULIS","DCGCMP600Pression sortie produitU_METR000015Vérification PERIODIQUE pression11U365"]
["DCGCMT600","Température entrée produit DCGC600","U_METR000012","Vérification PERIODIQUE température","MPS","METR","U411","11U","619 331,00","2024-09-15",3,1,0,365,0,"BIOMED_ULIS","DCGCMT600Température entrée produit DCGC600U_METR000012Vérification PERIODIQUE température11U365"]
["DCGCMP600","Pression sortie produit","U_METROLOGIE    15","Vérification CURATIVE pression","MC","METR","U411","11U","449 568,00","2050-01-01",0,1,0,null,null,"BIOMED_ULIS","DCGCMP600Pression sortie produitU_METROLOGIE    15Vérification CURATIVE pression11U"]
["BCHSOR07","Sorbonne","U_CLIM000136","Maintenance sorbonne","MPS","CLIM","U624UAP","22U","635 668,00","2049-04-29",0,1,0,null,null,"BIOMED_ULIS","BCHSOR07SorbonneU_CLIM000136Maintenance sorbonne22U"]
["GW1CMP1400","Pression refroidissement bâti","U_METR000015","Vérification PERIODIQUE pression","MPS","METR","U222GW","11U",null,"3000-01-01",3,1,0,365,0,"BIOMED_ULIS","GW1CMP1400Pression refroidissement bâtiU_METR000015Vérification PERIODIQUE pression11U365"]
["GW1CMT1500","Température sortie refroidissement bâti","U_METR000012","Vérification PERIODIQUE température","MPS","METR","U222GW","11U","621 902,00","2024-10-30",3,1,0,365,0,"BIOMED_ULIS","GW1CMT1500Température sortie refroidissement bâtiU_METR000012Vérification PERIODIQUE température11U365"]
["GW1CMF1400","Débit refroidissement bâti","U_METROLOGIE    11","Vérification CURATIVE de débit","MC","METR","U222GW","11U","449 616,00","2050-01-01",0,1,0,null,null,"BIOMED_ULIS","GW1CMF1400Débit refroidissement bâtiU_METROLOGIE    11Vérification CURATIVE de débit11U"]
["GW15CMF1500","Débit sortie refroidissement moteur","U_METROLOGIE    11","Vérification CURATIVE de débit","MC","METR","U222GW","11U","449 615,00","2050-01-01",0,1,0,null,null,"BIOMED_ULIS","GW15CMF1500Débit sortie refroidissement moteurU_METROLOGIE    11Vérification CURATIVE de débit11U"]
["DWCMP12","Indication Pression Aval DWF12","U_METROLOGIE    15","Vérification CURATIVE pression","MC","METR","U222DW","11U","450 101,00","2050-01-01",0,1,0,null,null,"BIOMED_ULIS","DWCMP12Indication Pression Aval DWF12U_METROLOGIE    15Vérification CURATIVE pression11U"]
["BAT04ARM031","Distribution électrique HVAC  secouru","U_ELEC000035","Vérification Armoires","MPS","ELEC","U222ELE","10U","616 805,00","2025-10-29",3,1,0,104,1,"BIOMED_ULIS","BAT04ARM031Distribution électrique HVAC  secouruU_ELEC000035Vérification Armoires10U104"]
["BAT04ARM082","Armoire API UTILPLC01 Sous-Sol","U_ELEC000035","Vérification Armoires","MPS","ELEC","U236","10U","617 184,00","2025-11-28",3,1,0,104,1,"BIOMED_ULIS","BAT04ARM082Armoire API UTILPLC01 Sous-SolU_ELEC000035Vérification Armoires10U104"]
["AC403ARM01","Armoire électrique","U_ELEC000035","Vérification Armoires","MPS","ELEC","U222AC","10U","587 527,00","2025-02-26",3,1,0,104,1,"BIOMED_ULIS","AC403ARM01Armoire électriqueU_ELEC000035Vérification Armoires10U104"]
["COMLAV01","Laveuse automatique Nilfisk N°3510173902759","U_MECA000081","Maintenance materiel de nettoyage","MPS","AR","U411","11U","538 251,00","2023-12-31",3,1,0,365,0,"BIOMED_ULIS","COMLAV01Laveuse automatique Nilfisk N°3510173902759U_MECA000081Maintenance materiel de nettoyage11U365"]
["FIBCMS1600","Transmetteur vitesse agitateur FIBR1600","U_METR000014","Vérification PERIODIQUE mesure vitesse","MPS","METR","U411","11U","619 481,00","2024-12-30",3,1,0,365,0,"BIOMED_ULIS","FIBCMS1600Transmetteur vitesse agitateur FIBR1600U_METR000014Vérification PERIODIQUE mesure vitesse11U365"]
["SHWCMT1101","Sonde de température SHW1100","U_METR000012","Vérification PERIODIQUE température","MPS","METR","U411","11U","643 583,00","2024-10-15",3,1,0,52,1,"BIOMED_ULIS","SHWCMT1101Sonde de température SHW1100U_METR000012Vérification PERIODIQUE température11U52"]
["FIBCMT20","Sonde de température cuve FIBR20","U_METR000012","Vérification PERIODIQUE température","MPS","METR","U411","11U","644 113,00","2024-10-15",3,1,0,52,1,"BIOMED_ULIS","FIBCMT20Sonde de température cuve FIBR20U_METR000012Vérification PERIODIQUE température11U52"]
["FIBCMT1700","Sonde de température cuve FIBR1700","U_METROLOGIE    12","Vérification CURATIVE température","MC","METR","U411","11U","451 568,00","2050-01-01",0,1,0,null,null,"BIOMED_ULIS","FIBCMT1700Sonde de température cuve FIBR1700U_METROLOGIE    12Vérification CURATIVE température11U"]
["SHWCMT1601","Sonde de température SHW1600","U_METROLOGIE    12","Vérification CURATIVE température","MC","METR","U411","11U","451 576,00","2050-01-01",0,1,0,null,null,"BIOMED_ULIS","SHWCMT1601Sonde de température SHW1600U_METROLOGIE    12Vérification CURATIVE température11U"]
["FIBCMW30","Peson 0,1 t FIBR30","U_METROLOGIE    13","Vérification CURATIVE pesons","MC","METR","U411","11U","451 582,00","2050-01-01",0,1,0,null,null,"BIOMED_ULIS","FIBCMW30Peson 0,1 t FIBR30U_METROLOGIE    13Vérification CURATIVE pesons11U"]
["DCGCMT20","Sonde table T2","U_METROLOGIE    12","Vérification CURATIVE température","MC","METR","U411","11U","451 886,00","2050-01-01",0,1,0,null,null,"BIOMED_ULIS","DCGCMT20Sonde table T2U_METROLOGIE    12Vérification CURATIVE température11U"]
["PWCMF100","Mesure débit retour BD03","U_METR000011","Vérification PERIODIQUE de débit","MPS","METR","U236PW","11U","648 906,00","2025-07-29",3,1,0,365,0,"BIOMED_ULIS","PWCMF100Mesure débit retour BD03U_METR000011Vérification PERIODIQUE de débit11U365"]
["AC38","Air climatisé vestiaires production B8","U_CLIM000202","Nettoyage gaines de CTA","MPS","CLIM","U222AC","10U","645 815,00","2030-07-20",3,1,0,"2 190,00",0,"BIOMED_ULIS","AC38Air climatisé vestiaires production B8U_CLIM000202Nettoyage gaines de CTA10U2 190,00"]
["ELEPTB11","Poste transformateur ht/bt mag. général","CURA251492","Pose de compteurs d'énergie","PRO","AR","U222ELE","30U",null,"2019-12-31",0,1,0,null,null,"BIOMED_ULIS","ELEPTB11Poste transformateur ht/bt mag. généralCURA251492Pose de compteurs d'énergie30U"]
["PWBD02","Boucle de distribution d' eau purifiée","U_EAUX000061","Remplacement membranes de vannes","MPS","MAINT","U236PW","11U","648 981,00","2027-07-30",3,1,0,"1 095,00",0,"BIOMED_ULIS","PWBD02Boucle de distribution d' eau purifiéeU_EAUX000061Remplacement membranes de vannes11U1 095,00"]
["CQBCMW01","Masse autocontrole 50 g - S1611665","U_LABO000006","Qualification périodique","MPS","QUAL","U633","71U","607 825,00","2024-08-20",3,1,0,365,0,"BIOTECH_ULIS","CQBCMW01Masse autocontrole 50 g - S1611665U_LABO000006Qualification périodique71U365"]
["CQBAV03","Armoire ventilée Erlab n° 30281-1901","U_LABO000014","Maintenance + Qualification","MPS","QUAL","U633","71U","626 429,00","3000-01-01",0,1,0,null,null,"BIOTECH_ULIS",{"$f":"_xlfn.TEXTJOIN(\"\",TRUE,A16770:D16770,H16770,N16770)","v":"CQBAV03Armoire ventilée Erlab n° 30281-1901U_LABO000014Maintenance + Qualification71U"}]
["EXCQBCMCT02","Chronomètre de paillasse","U_LABO000017","Maintenance + Vérification périodique","MPS","QUAL","U633","71U","455 351,00","2049-08-07",0,1,0,null,null,"BIOTECH_ULIS","EXCQBCMCT02Chronomètre de paillasseU_LABO000017Maintenance + Vérification périodique71U"]
["COMPAL02","Monorail Lg.6000 Ateliers DECONG-FIBRI","U_CONTROLES","Travaux remise en état suite vérification réglementaire","MC","DEF","U411","13U","471 952,00","3000-01-01",0,1,0,null,null,"BIOMED_ULIS","COMPAL02Monorail Lg.6000 Ateliers DECONG-FIBRIU_CONTROLESTravaux remise en état suite vérification réglementaire13U"]
["CIPCMF0300","Débitmètre massique envoi NEP CIP03","U_METR000011","Vérification PERIODIQUE de débit","MPS","METR","U236NEP","11U","655 786,00","2025-10-30",3,1,0,365,0,"BIOMED_ULIS","CIPCMF0300Débitmètre massique envoi NEP CIP03U_METR000011Vérification PERIODIQUE de débit11U365"]
["PLATS","Tableau de pontage soutirage PLAT003/004","CURA253343","Commande bouchons pontage","MC","DEF","U410","14U","458 004,00","3000-01-01",0,1,0,null,null,"BIOMED_ULIS","PLATSTableau de pontage soutirage PLAT003/004CURA253343Commande bouchons pontage14U"]
["LPLPLC06","Automate microplaques ETIMAX3000","U_METR000039","Vérification périodique lecteur microplaque","MPS","METR","U602LPL","23U","635 632,00","2024-10-24",3,1,0,26,1,"BIOMED_ULIS","LPLPLC06Automate microplaques ETIMAX3000U_METR000039Vérification périodique lecteur microplaque23U26"]
["COMEH09","Serpentin vapeur pour chauffage cuve de lavage  SE-50","U_CONT000017","Epreuve décennale pression/vapeur","MPS","DEF","U411","15U",null,"2049-04-01",3,1,0,520,1,"BIOMED_ULIS","COMEH09Serpentin vapeur pour chauffage cuve de lavage  SE-50U_CONT000017Epreuve décennale pression/vapeur15U520"]
["DCGSURG02","Surgélateur cryoprécipité 2","U_MECA000162","Maintenance surgélateur","MPS","DEF","U411","10U","463 832,00","2049-08-31",0,1,1,null,null,"BIOMED_ULIS","DCGSURG02Surgélateur cryoprécipité 2U_MECA000162Maintenance surgélateur10U"]
["AC77MOT03","Moteur extraction AC77CE02","U_CLIM000214","Remplacement des roulements moteurs CTA","MPS","CLIM","U222AC","10U","466 954,00","2049-08-28",3,1,0,156,1,"BIOMED_ULIS","AC77MOT03Moteur extraction AC77CE02U_CLIM000214Remplacement des roulements moteurs CTA10U156"]
["AC17","CTA Extension B8 20000m3/h (En terrasse )","U_CLIM000221","Contrôle état caisson","MPS","CLIM","U222AC","10U","473 999,00","2026-03-24",3,1,0,312,1,"BIOMED_ULIS","AC17CTA Extension B8 20000m3/h (En terrasse )U_CLIM000221Contrôle état caisson10U312"]
["AC07","Air climatisé ateliers +4° gamma","U_CLIM000223","Nettoyage annuel des caissons de CTA","MPS","CLIM","U222AC","10U","645 889,00","2025-08-25",3,1,0,52,1,"BIOMED_ULIS","AC07Air climatisé ateliers +4° gammaU_CLIM000223Nettoyage annuel des caissons de CTA10U52"]
["AC01","Air climatisé zone de fabrication b8 : Atelier Albumine","U_CLIM000223","Nettoyage annuel des caissons de CTA","MPS","CLIM","U222AC","10U","645 886,00","2025-08-25",3,1,0,52,1,"BIOMED_ULIS","AC01Air climatisé zone de fabrication b8 : Atelier AlbumineU_CLIM000223Nettoyage annuel des caissons de CTA10U52"]
["BAT01","Bâtiment 1 commun","U_REGL_00327","Remarque APAVE: Du matériel électrique est placé dans le volume 2 (douche murale).","MC","REGL","U235BATU","10U","461 509,00","3000-01-01",0,1,0,null,null,"BIOMED_ULIS","BAT01Bâtiment 1 communU_REGL_00327Remarque APAVE: Du matériel électrique est placé dans le volume 2 (douche murale).10U"]
["BAT01","Bâtiment 1 commun","U_REGL_00344","Remarque APAVE: Présence d installations électriques dans le volume 2 (rince-?il mobile).","MC","REGL","U235BATU","10U","461 526,00","3000-01-01",0,1,0,null,null,"BIOMED_ULIS","BAT01Bâtiment 1 communU_REGL_00344Remarque APAVE: Présence d installations électriques dans le volume 2 (rince-?il mobile).10U"]
["BAT01","Bâtiment 1 commun","U_REGL_00361","Remarque APAVE: Inadaptation de la protection de surintensités sur les circuits hotte 1 1325 et hott","MC","REGL","U235BATU","10U","461 544,00","2050-01-01",0,1,0,null,null,"BIOMED_ULIS","BAT01Bâtiment 1 communU_REGL_00361Remarque APAVE: Inadaptation de la protection de surintensités sur les circuits hotte 1 1325 et hott10U"]
["BAT11","Bâtiment 11 Magasin général et plasma","U_REGL_00379","Remarque APAVE: Obturateur absent sur un plastron.","MC","REGL","U235BATL","10U","461 562,00","2050-01-01",0,1,0,null,null,"BIOMED_ULIS","BAT11Bâtiment 11 Magasin général et plasmaU_REGL_00379Remarque APAVE: Obturateur absent sur un plastron.10U"]
["FIBTB","Tableau de pontage FIBTB","U_GAMM000001","Validation gamme de maintenance","SER","AUTR","U411","14U","461 609,00","2049-01-01",0,1,0,null,null,"BIOMED_ULIS","FIBTBTableau de pontage FIBTBU_GAMM000001Validation gamme de maintenance14U"]
["DCGCMW03","Masse autocontrôle de 1 kg n°P2014414","U_METROLOGIE    32","Vérif. CURATIVE masse autocontrôle","MC","METR","U411","11U","461 676,00","2050-01-01",0,1,0,null,null,"BIOMED_ULIS","DCGCMW03Masse autocontrôle de 1 kg n°P2014414U_METROLOGIE    32Vérif. CURATIVE masse autocontrôle11U"]
["ADEAU01","Autoclave Production","CURA255075","Présence d'eau en zone technique","MC",null,"U421DEAE","11U","486 940,00","2050-01-01",0,1,0,null,null,"BIOMED_ULIS","ADEAU01Autoclave ProductionCURA255075Présence d'eau en zone technique11U"]
["ELEOND19","Onduleur Armoire Four","U_ELEC000020","Maintenance onduleur","MPS","DEF","U222ELE","10U","641 458,00","2025-05-04",3,1,0,365,0,"BIOMED_ULIS","ELEOND19Onduleur Armoire FourU_ELEC000020Maintenance onduleur10U365"]
["ELEOND16","Onduleur dans armoire RF52ARM02","U_ELEC000020","Maintenance onduleur","MPS","DEF","U222ELE","10U","641 457,00","2025-05-04",3,1,0,365,0,"BIOMED_ULIS","ELEOND16Onduleur dans armoire RF52ARM02U_ELEC000020Maintenance onduleur10U365"]
["AC110CD01","Condenseur local 1258","U_FROI000032","Nettoyage des condenseurs de clim","MPS","CLIM","U222AC","10U","504 927,00","2049-06-15",3,1,0,52,1,"BIOMED_ULIS","AC110CD01Condenseur local 1258U_FROI000032Nettoyage des condenseurs de clim10U52"]
["AC40CD12","Condenseur clim 18106/108/109/110/111","U_FROI000032","Nettoyage des condenseurs de clim","MPS","CLIM","U222AC","10U","505 018,00","2049-06-15",3,1,0,52,1,"BIOMED_ULIS","AC40CD12Condenseur clim 18106/108/109/110/111U_FROI000032Nettoyage des condenseurs de clim10U52"]
["AC80CD48","Condenseur climatisation 1329/1330","U_FROI000032","Nettoyage des condenseurs de clim","MPS","CLIM","U222AC","10U","553 119,00","2049-06-15",3,1,0,52,1,"BIOMED_ULIS","AC80CD48Condenseur climatisation 1329/1330U_FROI000032Nettoyage des condenseurs de clim10U52"]
["ACCD69","Unité extérieur local 1353","U_FROI000032","Nettoyage des condenseurs de clim","MPS","CLIM","U222AC","10U","553 133,00","2049-06-15",3,1,0,52,1,"BIOMED_ULIS","ACCD69Unité extérieur local 1353U_FROI000032Nettoyage des condenseurs de clim10U52"]
["RF41","Production fluide frigorigène n°2 GW3/4","CURA255605","Vidange d'huile","MPC","AUTR","U222RF","10U","463 667,00","2050-01-01",0,1,0,null,null,"BIOMED_ULIS","RF41Production fluide frigorigène n°2 GW3/4CURA255605Vidange d'huile10U"]
["RF103","Groupe froid Surgélateur DCGSURG01","U_CONT000067","Epreuve décennale groupes froid","MPS","REGL","U411","15U",null,"2049-11-21",3,1,0,520,1,"BIOMED_ULIS","RF103Groupe froid Surgélateur DCGSURG01U_CONT000067Epreuve décennale groupes froid15U520"]
["RF63A","Groupe froid production GW0 circuit 1","U_CONT000060","Visite réglementaire groupes froid","MPS","DEF","U222GW","15U",null,"2049-11-22",3,30,0,104,1,"BIOMED_ULIS","RF63AGroupe froid production GW0 circuit 1U_CONT000060Visite réglementaire groupes froid15U104"]
["CBLAB11","OCTET RED 96","U_LABO000005","Maintenance préventive","MPS","MAINT","U855","70U","614 238,00","2024-11-06",3,1,0,365,0,"BIOTECH_ULIS","CBLAB11OCTET RED 96U_LABO000005Maintenance préventive70U365"]
["CQBCMQ36","Pipette 20 - 300 µL n° B944510198","U_LABO000016","Vérification à réception + maintenance + vérification après maintenance","MPS","METR","U633","71U","658 669,00","2024-11-06",3,1,0,16,1,"BIOTECH_ULIS","CQBCMQ36Pipette 20 - 300 µL n° B944510198U_LABO000016Vérification à réception + maintenance + vérification après maintenance71U16"]
["AC406CV06","Ventilo-convecteur 4SS411","U_CLIM000205","Maintenance extraction / ventilation","MPS","CLIM","U222AC","10U","644 891,00","2025-06-29",3,1,0,365,0,"BIOMED_ULIS","AC406CV06Ventilo-convecteur 4SS411U_CLIM000205Maintenance extraction / ventilation10U365"]
["CQBCMQ34","Pipette 10 - 100µL n° B939329816","U_LABO000019","Qualification initiale","MC","DEF","U633","71U","467 545,00","2050-01-01",0,1,0,null,null,"BIOTECH_ULIS","CQBCMQ34Pipette 10 - 100µL n° B939329816U_LABO000019Qualification initiale71U"]
["BAT01ARM54","Coffret contrôle commande HTA-BTA","U_ELEC000035","Vérification Armoires","MPS","ELEC","U222ELE","10U","612 401,00","2025-08-29",3,1,0,104,1,"BIOMED_ULIS","BAT01ARM54Coffret contrôle commande HTA-BTAU_ELEC000035Vérification Armoires10U104"]
["BAT01ARM22","Coffret n°2  Départ B1 1er étage GT1","U_ELEC000035","Vérification Armoires","MPS","ELEC","U222ELE","10U","606 289,00","2025-07-29",3,1,0,104,1,"BIOMED_ULIS","BAT01ARM22Coffret n°2  Départ B1 1er étage GT1U_ELEC000035Vérification Armoires10U104"]
["BAT01ARM39","Coffret pilote 3 1280","U_ELEC000035","Vérification Armoires","MPS","ELEC","U222ELE","10U","612 388,00","2025-08-29",3,1,1,104,1,"BIOMED_ULIS","BAT01ARM39Coffret pilote 3 1280U_ELEC000035Vérification Armoires10U104"]
["AC41ARM01","Armoire AC41CT41","U_ELEC000035","Vérification Armoires","MPS","ELEC","U222ELE","10U","593 831,00","2025-03-29",3,1,0,104,1,"BIOMED_ULIS","AC41ARM01Armoire AC41CT41U_ELEC000035Vérification Armoires10U104"]
["EXPW1","Production eau purifiée 1","CURA256442","Défaut utilités acide/soude","MC",null,"U222PW","11U","512 119,00","2050-01-01",0,1,0,null,null,"BIOMED_ULIS","EXPW1Production eau purifiée 1CURA256442Défaut utilités acide/soude11U"]
["AC406CT406","Caisson de traitement d'air zones techniques","U_CLIM000225","Contrôle et sauvegarde automates Tridium","MPS","CLIM","U222AC","10U","596 119,00","2024-07-30",3,1,0,365,0,"BIOMED_ULIS","AC406CT406Caisson de traitement d'air zones techniquesU_CLIM000225Contrôle et sauvegarde automates Tridium10U365"]
["IS1ARM01","Armoire électrique chaufferie B4","U_ELEC000035","Vérification Armoires","MPS","ELEC","U222IS","10U","571 165,00","2024-10-29",3,1,0,104,1,"BIOMED_ULIS","IS1ARM01Armoire électrique chaufferie B4U_ELEC000035Vérification Armoires10U104"]
["ELETGBT04","TGBT Centrale énergie B4","U_ELEC000035","Vérification Armoires","MPS","ELEC","U222ELE","10U","650 887,00","2026-08-27",3,1,0,104,1,"BIOMED_ULIS","ELETGBT04TGBT Centrale énergie B4U_ELEC000035Vérification Armoires10U104"]
["MGPARM13","Coffret 11RC13","U_ELEC000035","Vérification Armoires","MPS","ELEC","U222ELE","10U","571 175,00","2024-10-29",3,1,0,104,1,"BIOMED_ULIS","MGPARM13Coffret 11RC13U_ELEC000035Vérification Armoires10U104"]
["BAT11ARM16","Coffret pour BAT11TEL07","U_ELEC000035","Vérification Armoires","MPS","ELEC","U222ELE","10U","632 975,00","2026-03-27",3,1,0,104,1,"BIOMED_ULIS","BAT11ARM16Coffret pour BAT11TEL07U_ELEC000035Vérification Armoires10U104"]
["MGPARM12","Coffret automate paletier CF12","U_ELEC000035","Vérification Armoires","MPS","ELEC","U222ELE","10U","571 174,00","2024-10-29",3,1,0,104,1,"BIOMED_ULIS","MGPARM12Coffret automate paletier CF12U_ELEC000035Vérification Armoires10U104"]
["ELE07ARM13R02","TD NEF 3.3","U_ELEC000035","Vérification Armoires","MPS","ELEC","U222ELE","10U","641 572,00","2026-05-27",3,1,0,104,1,"BIOMED_ULIS","ELE07ARM13R02TD NEF 3.3U_ELEC000035Vérification Armoires10U104"]
["DGAOARM01","Armoire centrale détection gaz","U_ELEC000035","Vérification Armoires","MPS","ELEC","U222ELE","10U","641 560,00","2026-05-27",3,1,0,104,1,"BIOMED_ULIS","DGAOARM01Armoire centrale détection gazU_ELEC000035Vérification Armoires10U104"]
["RF02ARM01","Armoire automatisme froid éthanol et R&D","U_ELEC000035","Vérification Armoires","MPS","ELEC","U222RF","10U","573 304,00","2024-11-28",3,1,0,104,1,"BIOMED_ULIS","RF02ARM01Armoire automatisme froid éthanol et R&DU_ELEC000035Vérification Armoires10U104"]
["BAT01ARM10","Armoire GTC Bâtiment 1 3ème étage","U_ELEC000035","Vérification Armoires","MPS","ELEC","U235GTC","10U","603 078,00","2025-06-28",3,1,0,104,1,"BIOMED_ULIS","BAT01ARM10Armoire GTC Bâtiment 1 3ème étageU_ELEC000035Vérification Armoires10U104"]
["ELE12ARM0111_2","Extension Armoire distribution normal 1b1 gaine 1","U_ELEC000035","Vérification Armoires","MPS","ELEC","U222ELE","10U","644 875,00","2026-06-26",3,1,1,104,1,"BIOTECH_ULIS","ELE12ARM0111_2Extension Armoire distribution normal 1b1 gaine 1U_ELEC000035Vérification Armoires10U104"]
["PLAARM02","Armoire électrique décongélation plasma","U_ELEC000035","Vérification Armoires","MPS","ELEC","U410","10U","573 301,00","2024-11-28",3,1,0,104,1,"BIOMED_ULIS","PLAARM02Armoire électrique décongélation plasmaU_ELEC000035Vérification Armoires10U104"]
["ALBARM07","Armoire automatisme FP T I+II+III","U_ELEC000035","Vérification Armoires","MPS","ELEC","U440","10U","599 909,00","2025-05-29",3,1,0,104,1,"BIOMED_ULIS","ALBARM07Armoire automatisme FP T I+II+IIIU_ELEC000035Vérification Armoires10U104"]
["AC225F01","Caisson filtrant n°1 TGBTB11","U_CLIM000213","Remplacement des filtres","MPS","AR","U222AC","10U","651 277,00","2025-03-05",3,1,0,26,1,"BIOMED_ULIS","AC225F01Caisson filtrant n°1 TGBTB11U_CLIM000213Remplacement des filtres10U26"]
["IS","Production et distri. vapeur industriel.","U_CHAU000007","Analyses chimiques vapeur condensats (Mensuel)","MPS","FLDT","U222IS","10U","651 263,00","2024-10-03",3,1,0,30,0,"BIOMED_ULIS","ISProduction et distri. vapeur industriel.U_CHAU000007Analyses chimiques vapeur condensats (Mensuel)10U30"]
["NEP06ST06","Station NEP réacteurs Gamma","CURA257271","Fuite sur collier clamp","MPC",null,"U236NEP","11U","473 514,00","2050-01-01",0,1,0,null,null,"BIOMED_ULIS","NEP06ST06Station NEP réacteurs GammaCURA257271Fuite sur collier clamp11U"]
["DCGMAL01","Machine à laver Décongélation n°6T090130","U_MECA000201","Maintenance Machine à Laver Getinge AP","MPS","MECA","U411","11U","619 375,00","2024-12-27",3,1,0,52,1,"BIOMED_ULIS","DCGMAL01Machine à laver Décongélation n°6T090130U_MECA000201Maintenance Machine à Laver Getinge AP11U52"]
["MCBCOLG35","Collecteur de germes n°118104","U_METR000026","Vérification PERIODIQUE labo extérieur","MPS","METR","U640MCB","21U","610 709,00","2024-09-25",3,1,0,52,1,"BIOMED_ULIS","MCBCOLG35Collecteur de germes n°118104U_METR000026Vérification PERIODIQUE labo extérieur21U52"]
["AC410ARM03","Armoire électrique AE01 tour de prédécongélation","U_ELEC000035","Vérification Armoires","MPS","ELEC","U222AC","10U","593 829,00","2025-03-29",3,1,0,104,1,"BIOMED_ULIS","AC410ARM03Armoire électrique AE01 tour de prédécongélationU_ELEC000035Vérification Armoires10U104"]
["CQBCMT29","Enreg. température CQBETUV04/BAT01ARM06","U_METR000026","Vérification PERIODIQUE labo extérieur","MPS","METR","U850","71U",null,"3000-01-01",3,1,0,365,0,"BIOTECH_ULIS","CQBCMT29Enreg. température CQBETUV04/BAT01ARM06U_METR000026Vérification PERIODIQUE labo extérieur71U365"]
["ADECMP146_028","Mesure pression refoulement pompe disco.","CURA258549","Capteur hors echelle","MC",null,"U421DEAE","11U","477 619,00","2050-01-01",0,1,0,null,null,"BIOMED_ULIS","ADECMP146_028Mesure pression refoulement pompe disco.CURA258549Capteur hors echelle11U"]
["MANUT11","Elévateurs GAMMA","U_COMM000001","Passage de commande","MPS","METR","U441","14U",null,"2020-02-20",3,1,0,365,0,"ULIS","MANUT11Elévateurs GAMMAU_COMM000001Passage de commande14U365"]
["WFIBD04","Boucle distribution Eau PPI BD04","CURA258996","Défaut vanne toc","MC",null,"U236WFI","11U","474 611,00","2050-01-01",0,1,0,null,null,"BIOMED_ULIS","WFIBD04Boucle distribution Eau PPI BD04CURA258996Défaut vanne toc11U"]
["ALBTU","Tableau de pontage B4 - ADEAE","U_GAMM000001","Validation gamme de maintenance","SER","AUTR","U411","14U","522 749,00","3000-01-01",0,1,0,null,null,"BIOMED_ULIS","ALBTUTableau de pontage B4 - ADEAEU_GAMM000001Validation gamme de maintenance14U"]
["DCGSVM700","Agitateur fond de cuve DCGR700","U_PROC000072","Vérification PERIODIQUE température","MPS","DEF","U411","11U","652 840,00","2025-03-25",3,1,0,26,1,"BIOMED_ULIS","DCGSVM700Agitateur fond de cuve DCGR700U_PROC000072Vérification PERIODIQUE température11U26"]
["SHW1700HEX01","Echangeur skid thermique SHW1700","U_MECA000044","Remplacement joints de plaques","MPS","DEF","U222SHW","11U",null,"2023-12-25",3,1,0,260,1,"BIOMED_ULIS","SHW1700HEX01Echangeur skid thermique SHW1700U_MECA000044Remplacement joints de plaques11U260"]
["FIBF01","Filtre lenticulaire","U_PROC000188","Maintenance réseau production","MPS","PROD","U411","11U","648 629,00","2025-08-26",3,1,0,52,1,"BIOMED_ULIS",{"$f":"_xlfn.TEXTJOIN(\"\",TRUE,A17858:D17858,H17858,N17858)","v":"FIBF01Filtre lenticulaireU_PROC000188Maintenance réseau production11U52"}]
["FIBR30","Cuve mobile FIBR30","U_ELEC000019","Contrôle protection elect. cuve mobile","MPS","DEF","U411","11U","655 631,00","2025-04-07",3,1,0,26,1,"BIOMED_ULIS","FIBR30Cuve mobile FIBR30U_ELEC000019Contrôle protection elect. cuve mobile11U26"]
["FIBR10","Cuve mobile FIBR10","U_MECA000004","Maintenance des têtes de lavage rotatives","MPS","MECA","U411","11U","648 578,00","2024-11-21",3,1,0,13,1,"BIOMED_ULIS","FIBR10Cuve mobile FIBR10U_MECA000004Maintenance des têtes de lavage rotatives11U13"]
["PLAEQUIP","Equipements spécifiques plasma","CURA259402","Fourniture bague et rouleaux","MC",null,"U410","11U","511 198,00","2050-01-01",0,1,0,null,null,"BIOMED_ULIS","PLAEQUIPEquipements spécifiques plasmaCURA259402Fourniture bague et rouleaux11U"]
["HNA","Stockage et distribution soude","CURA259561","Defaut lors de la fin transfert soude","MC",null,"U236NEP","11U","506 450,00","2050-01-01",0,1,0,null,null,"BIOMED_ULIS","HNAStockage et distribution soudeCURA259561Defaut lors de la fin transfert soude11U"]
["ISST0101","Purgeur vapeur indus thermostatique","U_CHAU000011","Vérification annuelle des purgeurs","MPS","DEF","U236NEP","11U","640 118,00","2025-04-29",3,21,1,365,0,"BIOMED_ULIS","ISST0101Purgeur vapeur indus thermostatiqueU_CHAU000011Vérification annuelle des purgeurs11U365"]
["TECHCMT208","Sonde à piquer n°1075","U_METROLOGIE    26","Vérification CURATIVE labo extérieur","MC","METR","U720","50U",null,"2049-03-26",0,1,0,null,null,"BIOMED_ULIS","TECHCMT208Sonde à piquer n°1075U_METROLOGIE    26Vérification CURATIVE labo extérieur50U"]
["DPLACMT203","Collecteur mesures DATAWATCH n°1941-0089","U_METROLOGIE    26","Vérification CURATIVE labo extérieur","MC","METR","U406","40U","478 005,00","2050-01-01",0,1,0,null,null,"BIOMED_ULIS","DPLACMT203Collecteur mesures DATAWATCH n°1941-0089U_METROLOGIE    26Vérification CURATIVE labo extérieur40U"]
["DPLACMT197","Collecteur mesures DATAWATCH n°1941-0100","U_METR000026","Vérification PERIODIQUE labo extérieur","MPS","METR","U406","40U","635 680,00","2025-04-29",3,1,0,365,0,"BIOMED_ULIS","DPLACMT197Collecteur mesures DATAWATCH n°1941-0100U_METR000026Vérification PERIODIQUE labo extérieur40U365"]
["PLAT003","Cuve envoi plasma après prélèvement","CURA260205","Forçage refroidissement GW7","MC",null,"U410","11U","485 440,00","2050-01-01",0,1,0,null,null,"BIOMED_ULIS","PLAT003Cuve envoi plasma après prélèvementCURA260205Forçage refroidissement GW711U"]
["AQVCMT096","Tracksense Frigo temperature n°503153","U_METROLOGIE    26","Vérification CURATIVE labo extérieur","MC","METR","U730","52U","478 413,00","2050-01-01",0,1,0,null,null,"BIOMED_ULIS","AQVCMT096Tracksense Frigo temperature n°503153U_METROLOGIE    26Vérification CURATIVE labo extérieur52U"]
["AQVCMT091","Tracksense Frigo temperature n°513778","U_METR000026","Vérification PERIODIQUE labo extérieur","MPS","METR","U730","52U","589 746,00","2024-04-29",3,1,0,365,0,"BIOMED_ULIS","AQVCMT091Tracksense Frigo temperature n°513778U_METR000026Vérification PERIODIQUE labo extérieur52U365"]
["AQVCMT109","Tracksense Pro Compâct n°511968","U_METR000026","Vérification PERIODIQUE labo extérieur","MPS","METR","U730","52U","635 665,00","2025-04-29",3,1,0,365,0,"BIOMED_ULIS","AQVCMT109Tracksense Pro Compâct n°511968U_METR000026Vérification PERIODIQUE labo extérieur52U365"]
["AC402CT402","Caisson de traitement d'air Cryo + Decongelation","U_CLIM000002","Maintenance caisson de climatisation","MPS","CLIM","U222AC","10U","645 910,00","2025-08-30",3,1,0,365,0,"BIOMED_ULIS","AC402CT402Caisson de traitement d'air Cryo + DecongelationU_CLIM000002Maintenance caisson de climatisation10U365"]
["FIBC1500","Centrifugeuse Fibri n°2","U_MECA000205","Vidange centri BKI 45","MPS","MECA","U411","11U","619 317,00","2024-07-11",3,1,0,26,1,"BIOMED_ULIS","FIBC1500Centrifugeuse Fibri n°2U_MECA000205Vidange centri BKI 4511U26"]
["SHW1HEX01","Echangeur n°1 vapeur / fluide thermique (Nouvel Echangeur)","U_CONT000013","Visite réglementaire pression/vapeur","MPS","DEF","U222SHW","15U",null,"2023-06-25",3,1,0,160,1,"BIOMED_ULIS","SHW1HEX01Echangeur n°1 vapeur / fluide thermique (Nouvel Echangeur)U_CONT000013Visite réglementaire pression/vapeur15U160"]
["MCBAPL005","Applicateur Biocontact n°1745-20","U_METR000026","Vérification PERIODIQUE labo extérieur","MPS","METR","U640MCB","21U","635 700,00","2025-04-29",3,1,0,365,0,"BIOMED_ULIS","MCBAPL005Applicateur Biocontact n°1745-20U_METR000026Vérification PERIODIQUE labo extérieur21U365"]
["TECHOUT411","Anneau d'ancrage PA4 (41422 - FIBR1600)","U_CONT000032","Visite réglementaire","MPS","DEF","U411","15U","632 263,00","2025-01-25",3,1,0,26,1,"BIOMED_ULIS","TECHOUT411Anneau d'ancrage PA4 (41422 - FIBR1600)U_CONT000032Visite réglementaire15U26"]
["WFISBD315","Sous boucle de distibution Alfalastin2","CURA261550","Défaut grave sous boucle","MC",null,"U236WFI","11U","584 158,00","3000-01-01",0,1,0,null,null,"BIOMED_ULIS","WFISBD315Sous boucle de distibution Alfalastin2CURA261550Défaut grave sous boucle11U"]
["MGPOUT01","Harnais de sécurité","U_CONT000032","Visite réglementaire","MPS","REGL","U406","15U","632 169,00","2025-04-29",3,1,0,365,0,"BIOMED_ULIS","MGPOUT01Harnais de sécuritéU_CONT000032Visite réglementaire15U365"]
["RF102ACC01","Aérocondenseur RF table réfrigérée DCG","U_FROI000027","Nettoyage des aéro-condenseurs","MPS","DEF","U222GW","10U","644 803,00","2025-06-17",3,1,0,365,0,"BIOMED_ULIS","RF102ACC01Aérocondenseur RF table réfrigérée DCGU_FROI000027Nettoyage des aéro-condenseurs10U365"]
["GAMR41","Réacteur de fractionnement 15 000 litres n°41","CURA262136","RAZ peson","MC",null,"U441","11U","646 971,00","3000-01-01",0,1,0,null,null,"BIOMED_ULIS","GAMR41Réacteur de fractionnement 15 000 litres n°41CURA262136RAZ peson11U"]
["EXDWSBD02","Réseau distribution eau de ville PW","U_EAUX000043","Désinfection boucle AP","MPS","FLDT","U222PW","11U","572 692,00","2023-12-31",3,1,0,365,0,"BIOMED_ULIS","EXDWSBD02Réseau distribution eau de ville PWU_EAUX000043Désinfection boucle AP11U365"]
["CAF31","Carter filtration chasse NEP cuve UF ALBR08","U_PROC000194","Test intégrité après utilisation + Remplacement cartouche","MPS","FLPR","U440","11U","619 454,00","2024-12-29",3,1,0,52,1,"BIOMED_ULIS","CAF31Carter filtration chasse NEP cuve UF ALBR08U_PROC000194Test intégrité après utilisation + Remplacement cartouche11U52"]
["PW30CMQ0010","Comptage retour boucle PW30","U_METR000030","Vérification PERIODIQUE de comptage","MPS","METR","U236NEP","11U","485 769,00","2049-07-30",3,1,0,52,1,"BIOMED_ULIS","PW30CMQ0010Comptage retour boucle PW30U_METR000030Vérification PERIODIQUE de comptage11U52"]
["ACCL86","Climatisation locaux technicien F&E/PROCESS","U_CLIM000207","Maintenance climatiseur","MPS","CLIM","U222AC","10U","651 261,00","2024-12-03",3,1,0,13,1,"BIOMED_ULIS","ACCL86Climatisation locaux technicien F&E/PROCESSU_CLIM000207Maintenance climatiseur10U13"]
["LPLCMQ01","Pipette à deplacement positif 25µl n° Z12290C","U_METR000026","Vérification PERIODIQUE labo extérieur","MPS","METR","U602LPL","23U","628 652,00","2024-07-26",3,1,0,26,1,"BIOMED_ULIS","LPLCMQ01Pipette à deplacement positif 25µl n° Z12290CU_METR000026Vérification PERIODIQUE labo extérieur23U26"]
["LPLCMQ05","Pipette à deplacement positif 250µl n° H11757C","U_METROLOGIE    26","Vérification CURATIVE labo extérieur","MC","METR","U602LPL","23U",null,"2049-06-26",0,1,0,null,null,"BIOMED_ULIS","LPLCMQ05Pipette à deplacement positif 250µl n° H11757CU_METROLOGIE    26Vérification CURATIVE labo extérieur23U"]
["LPLCMQ18","Pipette 10ml n° E1122988T","U_METROLOGIE    26","Vérification CURATIVE labo extérieur","MC","METR","U602LPL","23U",null,"2049-06-26",0,1,0,null,null,"BIOMED_ULIS","LPLCMQ18Pipette 10ml n° E1122988TU_METROLOGIE    26Vérification CURATIVE labo extérieur23U"]
["CQBCF23108","Chambre à température ambiante  +20°C","U_LABO000006","Qualification périodique","MPS","QUAL","U633","71U","495 915,00","2021-07-03",3,1,0,365,0,"BIOTECH_ULIS","CQBCF23108Chambre à température ambiante  +20°CU_LABO000006Qualification périodique71U365"]
["BCHCMQ18","Picus 1000 µL n°14012744","U_METROLOGIE    26","Vérification CURATIVE labo extérieur","MC","METR","U624UAP","22U",null,"2049-06-26",0,1,0,null,null,"BIOMED_ULIS","BCHCMQ18Picus 1000 µL n°14012744U_METROLOGIE    26Vérification CURATIVE labo extérieur22U"]
["BCHCMQ35","Picus 1000 µL n°17005768","U_METROLOGIE    26","Vérification CURATIVE labo extérieur","MC","METR","U624UAP","22U",null,"2049-06-26",0,1,0,null,null,"BIOMED_ULIS","BCHCMQ35Picus 1000 µL n°17005768U_METROLOGIE    26Vérification CURATIVE labo extérieur22U"]
["BCHCMQ52","Picus 10mL n°16031983","U_METROLOGIE    26","Vérification CURATIVE labo extérieur","MC","METR","U624UAP","22U",null,"2049-06-26",0,1,0,null,null,"BIOMED_ULIS","BCHCMQ52Picus 10mL n°16031983U_METROLOGIE    26Vérification CURATIVE labo extérieur22U"]
["EXBCHCMQ70","FINNPIPETTE 5ml  n°V51676","U_METROLOGIE    26","Vérification CURATIVE labo extérieur","MC","METR","U624UAP","22U",null,"2049-06-26",0,1,0,null,null,"BIOMED_ULIS","EXBCHCMQ70FINNPIPETTE 5ml  n°V51676U_METROLOGIE    26Vérification CURATIVE labo extérieur22U"]
["BCHCMQ87","MULTIPETTE PLUS n°2212216","U_METROLOGIE    26","Vérification CURATIVE labo extérieur","MC","METR","U624UAP","22U",null,"2049-06-26",0,1,0,null,null,"BIOMED_ULIS","BCHCMQ87MULTIPETTE PLUS n°2212216U_METROLOGIE    26Vérification CURATIVE labo extérieur22U"]
["BCHCMQ11","Picus 5-120µl n°14024193","U_METR000026","Vérification PERIODIQUE labo extérieur","MPS","METR","U624UAP","22U","628 584,00","2024-07-26",3,1,0,26,1,"BIOMED_ULIS","BCHCMQ11Picus 5-120µl n°14024193U_METR000026Vérification PERIODIQUE labo extérieur22U26"]
["BCHCMQ29","Picus 1000 µL n°14026407","U_METR000026","Vérification PERIODIQUE labo extérieur","MPS","METR","U624UAP","22U","628 600,00","2024-07-26",3,1,0,26,1,"BIOMED_ULIS","BCHCMQ29Picus 1000 µL n°14026407U_METR000026Vérification PERIODIQUE labo extérieur22U26"]
["BCHCMQ46","Picus 10mL n°14010914","U_METR000026","Vérification PERIODIQUE labo extérieur","MPS","METR","U624UAP","23U","628 615,00","2024-07-26",3,1,0,26,1,"BIOMED_ULIS","BCHCMQ46Picus 10mL n°14010914U_METR000026Vérification PERIODIQUE labo extérieur23U26"]
["EXBCHCMQ64","M 250 n°D0988952H","U_METR000026","Vérification PERIODIQUE labo extérieur","MPS","METR","U624UAP","22U","557 244,00","3000-01-01",0,1,0,null,null,"BIOMED_ULIS","EXBCHCMQ64M 250 n°D0988952HU_METR000026Vérification PERIODIQUE labo extérieur22U"]
["BCHCMQ81","MULTIPETTE PLUS n°4129605","U_METR000026","Vérification PERIODIQUE labo extérieur","MPS","METR","U624UAP","22U","628 638,00","2024-07-26",3,1,0,26,1,"BIOMED_ULIS","BCHCMQ81MULTIPETTE PLUS n°4129605U_METR000026Vérification PERIODIQUE labo extérieur22U26"]
["BCHCMQ86","MULTIPETTE PLUS n°196622Z","U_METR000026","Vérification PERIODIQUE labo extérieur","MPS","METR","U624UAP","23U","628 641,00","2024-07-26",3,1,0,26,1,"BIOMED_ULIS","BCHCMQ86MULTIPETTE PLUS n°196622ZU_METR000026Vérification PERIODIQUE labo extérieur23U26"]
["MCBCMQ16","Pipette 100 µL NT1 n°14611159","U_METROLOGIE    26","Vérification CURATIVE labo extérieur","MC","METR","U640MCB","21U",null,"2049-06-26",0,1,0,null,null,"BIOMED_ULIS","MCBCMQ16Pipette 100 µL NT1 n°14611159U_METROLOGIE    26Vérification CURATIVE labo extérieur21U"]
["MCBCMQ33","Pipette 1 mL LAL4 n°14017474","U_METROLOGIE    26","Vérification CURATIVE labo extérieur","MC","METR","U640MCB","21U",null,"2049-06-26",0,1,0,null,null,"BIOMED_ULIS","MCBCMQ33Pipette 1 mL LAL4 n°14017474U_METROLOGIE    26Vérification CURATIVE labo extérieur21U"]
["MCBCMQ11","Pipette 200 µL NU13 n°H94032","U_METR000026","Vérification PERIODIQUE labo extérieur","MPS","METR","U640MCB","21U","628 678,00","2024-07-26",3,1,0,26,1,"BIOMED_ULIS","MCBCMQ11Pipette 200 µL NU13 n°H94032U_METR000026Vérification PERIODIQUE labo extérieur21U26"]
["EXMCBCMQ29","Pipette distributrice 5ml NU23 n°425962A","U_METR000026","Vérification PERIODIQUE labo extérieur","MPS","METR","U640MCB","21U","649 448,00","2025-01-24",3,1,0,26,1,"BIOMED_ULIS","EXMCBCMQ29Pipette distributrice 5ml NU23 n°425962AU_METR000026Vérification PERIODIQUE labo extérieur21U26"]
["FIBC1500","Centrifugeuse Fibri n°2","U_GAMM000001","Validation gamme de maintenance","SER","AUTR","U411","14U","487 893,00","3000-01-01",0,1,0,null,null,"BIOMED_ULIS","FIBC1500Centrifugeuse Fibri n°2U_GAMM000001Validation gamme de maintenance14U"]
["CQBCMW01","Masse autocontrole 50 g - S1611665","U_LABO000007","Vérification périodique","MPS","QUAL","U633","71U","658 689,00","2025-07-20",3,1,0,365,0,"BIOTECH_ULIS","CQBCMW01Masse autocontrole 50 g - S1611665U_LABO000007Vérification périodique71U365"]
["DECMP02","Pression caloporteur PLAC02","U_METR000015","Vérification PERIODIQUE pression","MPS","METR","U410","11U","648 496,00","2025-07-30",3,1,0,365,0,"BIOMED_ULIS","DECMP02Pression caloporteur PLAC02U_METR000015Vérification PERIODIQUE pression11U365"]
["LPRCMQ32","Pipette 100-1000µl n°MU03399","U_METROLOGIE    31","Vérification CURATIVE micropipette","MC","METR","U440COM","24U",null,"2049-07-27",0,1,0,null,null,"BIOMED_ULIS","LPRCMQ32Pipette 100-1000µl n°MU03399U_METROLOGIE    31Vérification CURATIVE micropipette24U"]
["FIBOUT01","ELINGUE 3 BRINS AVEC LINGUET","U_CONT000032","Visite réglementaire","MPS","DEF","U411","15U","632 140,00","2025-04-11",3,1,0,52,1,"BIOMED_ULIS","FIBOUT01ELINGUE 3 BRINS AVEC LINGUETU_CONT000032Visite réglementaire15U52"]
["ALBR005","Réacteur n°5 fractionnement albumine","CURA264905","RAZ pesons","MC",null,"U440","11U","562 723,00","3000-01-01",0,1,0,null,null,"BIOMED_ULIS","ALBR005Réacteur n°5 fractionnement albumineCURA264905RAZ pesons11U"]
["ST201 ULIS","SERVICE METHODE MAINTENANCE ULIS","U_METH000001","Vérification base de données GMAO","MPS","AUTR","U201","14U","519 907,00","2021-08-30",3,1,0,13,1,"BIOMED_ULIS","ST201 ULISSERVICE METHODE MAINTENANCE ULISU_METH000001Vérification base de données GMAO14U13"]
["AQVCMT117","Collecteur de mesure TESTO n°40508427","U_METROLOGIE 26","Vérification CURATIVE labo extérieur","MC","METR","U730","52U","491 750,00","2050-01-01",0,1,0,null,null,"BIOMED_ULIS","AQVCMT117Collecteur de mesure TESTO n°40508427U_METROLOGIE 26Vérification CURATIVE labo extérieur52U"]
["AQVCMT125","Collecteur de mesure TESTO n°40508486","U_METROLOGIE 26","Vérification CURATIVE labo extérieur","MC","METR","U730","52U","491 759,00","2050-01-01",0,1,0,null,null,"BIOMED_ULIS",{"$f":"_xlfn.TEXTJOIN(\"\",TRUE,A18754:D18754,H18754,N18754)","v":"AQVCMT125Collecteur de mesure TESTO n°40508486U_METROLOGIE 26Vérification CURATIVE labo extérieur52U"}]
["RF04","Prod. fluide frigo. - 40°C c.froide R&D","U_FROID000059","Pré-inspection visite réglementaire groupe froid","MPS","FROI","U222RF","10U","626 552,00","2027-04-07",3,1,0,170,1,"BIOMED_ULIS","RF04Prod. fluide frigo. - 40°C c.froide R&DU_FROID000059Pré-inspection visite réglementaire groupe froid10U170"]
["MGPCF06","Chambre froide n°6 stockage -40°C","CURA265917","Plasma : poignée porte cf06 HS","MC",null,"U406","AR",null,"2020-09-22",0,1,0,null,null,"BIOMED_ULIS","MGPCF06Chambre froide n°6 stockage -40°CCURA265917Plasma : poignée porte cf06 HSAR"]
["PLAT001","Cuve sortie fondoir","U_GAMM000001","Validation gamme de maintenance","SER","AUTR","U410","14U","493 344,00","2050-01-01",0,1,0,null,null,"BIOMED_ULIS","PLAT001Cuve sortie fondoirU_GAMM000001Validation gamme de maintenance14U"]
["TECHCMM08","Sonde hygrometrie avec capteur de température intégré TECHU09","U_METR000026","Vérification PERIODIQUE labo extérieur","MPS","METR","U205","50U","626 834,00","2025-02-24",3,1,0,52,1,"BIOMED_ULIS","TECHCMM08Sonde hygrometrie avec capteur de température intégré TECHU09U_METR000026Vérification PERIODIQUE labo extérieur50U52"]
["SSISDI38","Système détection incendie batiment 8","U_CONT000056","Contrôle réglementaire détection incendie","MPS","DEF","U130","80U","526 026,00","2022-07-06",3,1,0,52,1,"BIOMED_ULIS","SSISDI38Système détection incendie batiment 8U_CONT000056Contrôle réglementaire détection incendie80U52"]
["AC403CT403","Caisson de traitement d'air Laverie","U_CLIM000201","Contrôle CTA","MPS","CLIM","U222AC","10U","651 415,00","2024-10-25",3,1,0,30,0,"BIOMED_ULIS","AC403CT403Caisson de traitement d'air LaverieU_CLIM000201Contrôle CTA10U30"]
["AC401F60","Caisson filtre H14","U_CLIM000138","Remplacement filtre HEPA","MPC","CLIM","U222AC","10U","557 872,00","2028-07-13",3,1,0,"2 190,00",0,"BIOMED_ULIS","AC401F60Caisson filtre H14U_CLIM000138Remplacement filtre HEPA10U2 190,00"]
["CQBCMT28","Enreg. température CQBETUV03/BAT01ARM06","U_LABO000019","Qualification initiale","MC","DEF","U633","71U","499 951,00","2050-01-01",0,1,0,null,null,"BIOTECH_ULIS","CQBCMT28Enreg. température CQBETUV03/BAT01ARM06U_LABO000019Qualification initiale71U"]
["GAMCENTRI","Equipements atelier centrifugation gamma","CURA267904","Investigation particules","MC",null,"U441","11U",null,"2020-11-10",0,1,0,null,null,"BIOMED_ULIS","GAMCENTRIEquipements atelier centrifugation gammaCURA267904Investigation particules11U"]
["BAT02","Bâtiment 2","CURA268447","Réception et Mise en service étalons","PRO",null,"S244","11U","499 361,00","3000-01-01",0,1,0,null,null,"BIOMED_ULIS","BAT02Bâtiment 2CURA268447Réception et Mise en service étalons11U"]
["LPRCMQ39","Pipette électronique sartorius 50-1000 µl n°39388082","U_METROLOGIE    31","Vérification CURATIVE micropipette","MC","DEF","U440COM","24U","499 860,00","2050-01-01",0,1,0,null,null,"BIOMED_ULIS",{"$f":"_xlfn.TEXTJOIN(\"\",TRUE,A18946:D18946,H18946,N18946)","v":"LPRCMQ39Pipette électronique sartorius 50-1000 µl n°39388082U_METROLOGIE    31Vérification CURATIVE micropipette24U"}]
["UDP3CMT43","Thermomètre EBRO n° 15066210","U_METROLOGIE    12","Vérification CURATIVE température","MC","METR","U851","70U",null,"3000-01-01",0,1,0,null,null,"BIOTECH_ULIS","UDP3CMT43Thermomètre EBRO n° 15066210U_METROLOGIE    12Vérification CURATIVE température70U"]
["MFPRCMP15","Manomètre détendeur polyvalent pour bouteille n° de série 01090","U_METROLOGIE    15","Vérification CURATIVE pression","MC","DEF","U868","70U","500 260,00","2050-01-01",0,1,0,null,null,"BIOTECH_ULIS","MFPRCMP15Manomètre détendeur polyvalent pour bouteille n° de série 01090U_METROLOGIE    15Vérification CURATIVE pression70U"]
["ALBTK","Tableau entree cuves produit","CURA269185","Canalisation d'évacuation ALBTK bouchée","MC","AR","U440","11U","536 186,00","3000-01-01",0,1,0,null,null,"BIOMED_ULIS","ALBTKTableau entree cuves produitCURA269185Canalisation d'évacuation ALBTK bouchée11U"]
["CQBSOR04","Hotte chimique Erlab n° 25257-16","U_LABO000018","Intervention curative","MC","DEF","U633","71U",null,"2020-12-16",0,1,0,null,null,"BIOTECH_ULIS","CQBSOR04Hotte chimique Erlab n° 25257-16U_LABO000018Intervention curative71U"]
["EXAC01CE037","Caisson d'extraction cuverie 8RC62","CURA269465","Remplacement courroie","MC",null,"U222AC","10U","501 391,00","2050-01-01",0,1,0,null,null,"BIOMED_ULIS","EXAC01CE037Caisson d'extraction cuverie 8RC62CURA269465Remplacement courroie10U"]
["PLAPP12","Pompe sortie fondoir n°2 PLAR02","CURA270258","Remplacement tube","MC",null,"U410","11U","577 780,00","3000-01-01",0,1,0,null,null,"BIOMED_ULIS","PLAPP12Pompe sortie fondoir n°2 PLAR02CURA270258Remplacement tube11U"]
["MCBCOLG45","Collecteur de germes n°120161","U_METR000026","Vérification PERIODIQUE labo extérieur","MPS","METR","U640MCB","21U","628 841,00","2025-03-27",3,1,0,52,1,"BIOMED_ULIS","MCBCOLG45Collecteur de germes n°120161U_METR000026Vérification PERIODIQUE labo extérieur21U52"]
["MCBCOLG46","Collecteur de germes n°120162","U_METR000026","Vérification PERIODIQUE labo extérieur","MPS","METR","U640MCB","21U","628 842,00","2025-03-27",3,1,0,52,1,"BIOMED_ULIS","MCBCOLG46Collecteur de germes n°120162U_METR000026Vérification PERIODIQUE labo extérieur21U52"]
["DES999","Groupe d'équipement : Déshumidificateurs d'air","U_COMM000001","Passage de commande","SER","AUTR","U222RF","10U","583 882,00","2024-12-14",0,1,0,null,null,"ULIS","DES999Groupe d'équipement : Déshumidificateurs d'airU_COMM000001Passage de commande10U"]
["BCHCMQ102","Multipipette M4 n°M48024J","U_METR000026","Vérification PERIODIQUE labo extérieur","MPS","METR","U624UAP","22U","628 571,00","2024-07-23",3,1,0,26,1,"BIOMED_ULIS","BCHCMQ102Multipipette M4 n°M48024JU_METR000026Vérification PERIODIQUE labo extérieur22U26"]
["DCGPAL02","Potence élévatrice Décongélation","U_LEVA000001","Maintenance périodique appareils de levage AT","MPS","MAINT","U411","15U","632 281,00","2025-07-30",3,1,0,365,0,"BIOMED_ULIS","DCGPAL02Potence élévatrice DécongélationU_LEVA000001Maintenance périodique appareils de levage AT15U365"]
["AC405CT405","Caisson de traitement d'air Circulation Classe C","CURA270958","Commande boitier Belimo pour réglage pression","MC","AR","U222AC","10U","507 454,00","3000-01-01",0,1,0,null,null,"BIOMED_ULIS","AC405CT405Caisson de traitement d'air Circulation Classe CCURA270958Commande boitier Belimo pour réglage pression10U"]
["WFISBD51","Sous boucle de distribution WFI 4°C DCG","CURA271401","Boucle à l'arrêt","MC",null,"U236WFI","11U","658 151,00","3000-01-01",0,1,0,null,null,"BIOMED_ULIS","WFISBD51Sous boucle de distribution WFI 4°C DCGCURA271401Boucle à l'arrêt11U"]
["CAT01","Réservoir air comprimé supérieur 1","U_CONTROLES","Travaux remise en état suite vérification réglementaire","MC","DEF","U222CA","11U","512 086,00","3000-01-01",0,1,0,null,null,"BIOMED_ULIS","CAT01Réservoir air comprimé supérieur 1U_CONTROLESTravaux remise en état suite vérification réglementaire11U"]
["SW7CMP05","Capteur de pression aval pompe distrib. saumure","U_METROLOGIE    15","Vérification CURATIVE pression","MC","METR","U236PW","11U","519 309,00","3000-01-01",0,1,0,null,null,"BIOMED_ULIS","SW7CMP05Capteur de pression aval pompe distrib. saumureU_METROLOGIE    15Vérification CURATIVE pression11U"]
["MCBCMCT102","Chronomètre n°200713190","U_METR000005","Vérification PERIODIQUE temps","MPS","METR","U640MCB","21U","628 805,00","2025-03-25",3,1,0,52,1,"BIOMED_ULIS","MCBCMCT102Chronomètre n°200713190U_METR000005Vérification PERIODIQUE temps21U52"]
["MCBCMCT110","Chronomètre n°200713198","U_METROLOGIE    05","Vérification CURATIVE temps","MC","METR","U640MCB","21U","512 354,00","3000-01-01",0,1,0,null,null,"BIOMED_ULIS","MCBCMCT110Chronomètre n°200713198U_METROLOGIE    05Vérification CURATIVE temps21U"]
["MCBCMCT119","Chronomètre n°200713212","U_METR000005","Vérification PERIODIQUE temps","MPS","METR","U640MCB","21U","628 829,00","2025-03-26",3,1,0,52,1,"BIOMED_ULIS","MCBCMCT119Chronomètre n°200713212U_METR000005Vérification PERIODIQUE temps21U52"]
["MCBCMCT121","Chronomètre n°200713174","U_METROLOGIE    05","Vérification CURATIVE temps","MC","METR","U640MCB","21U","512 371,00","3000-01-01",0,1,0,null,null,"BIOMED_ULIS","MCBCMCT121Chronomètre n°200713174U_METROLOGIE    05Vérification CURATIVE temps21U"]
["WFIR514","Colonne No6 sur DIST05","U_CONT000017","Epreuve décennale pression/vapeur","MPS","DEF","U236WFI","15U",null,"2028-08-31",3,30,0,520,1,"BIOMED_ULIS","WFIR514Colonne No6 sur DIST05U_CONT000017Epreuve décennale pression/vapeur15U520"]
["BAT11PLC01","Automate monitoring congélateurs B11","CURA272264","Rajout nouveau équipement","MC",null,"U168","11U","611 437,00","3000-01-01",0,1,0,null,null,"BIOMED_ULIS","BAT11PLC01Automate monitoring congélateurs B11CURA272264Rajout nouveau équipement11U"]
["DWCMF500","Mesure débit DW pour PW3","U_METROLOGIE    11","Vérification CURATIVE de débit","MC","METR","U236PW","11U","519 418,00","3000-01-01",0,1,0,null,null,"BIOMED_ULIS","DWCMF500Mesure débit DW pour PW3U_METROLOGIE    11Vérification CURATIVE de débit11U"]
["PLAEQUIP","Equipements spécifiques plasma","CURA272838","Arrêt d'urgence enclenché","MC",null,"U410","11U","611 887,00","3000-01-01",0,1,0,null,null,"BIOMED_ULIS","PLAEQUIPEquipements spécifiques plasmaCURA272838Arrêt d'urgence enclenché11U"]
["DCGCMT211","Sonde temp. Ambiante R4 DCGSURG02","U_METR000012","Vérification PERIODIQUE température","MPS","METR","U411","11U","633 351,00","2025-03-14",3,1,0,365,0,"BIOMED_ULIS","DCGCMT211Sonde temp. Ambiante R4 DCGSURG02U_METR000012Vérification PERIODIQUE température11U365"]
["WW","Réseaux eaux usées","CURA273457","Cuve WWR02 et WWR03 pleine","MC",null,"U235BATU","11U","530 520,00","3000-01-01",0,1,0,null,null,"BIOMED_ULIS","WWRéseaux eaux uséesCURA273457Cuve WWR02 et WWR03 pleine11U"]
["TAMR149_001","Cuve préparatoire tampons 2000L","CURA274409","Défaut pression","MC",null,"U421DEAE","11U","546 391,00","3000-01-01",0,1,0,null,null,"BIOMED_ULIS","TAMR149_001Cuve préparatoire tampons 2000LCURA274409Défaut pression11U"]
["WWR400","Cuve de rétention","CURA274483","Défaut niveau haut","MC",null,"U235WW","11U","535 701,00","3000-01-01",0,1,0,null,null,"BIOMED_ULIS","WWR400Cuve de rétentionCURA274483Défaut niveau haut11U"]
["DWCMP508","Manomètre Aval Filtre 10µm","U_METROLOGIE 15","Vérification CURATIVE pression","MC","METR","U236PW","11U",null,"2021-04-23",0,1,0,null,null,"BIOMED_ULIS","DWCMP508Manomètre Aval Filtre 10µmU_METROLOGIE 15Vérification CURATIVE pression11U"]
["DWCMQ501","Comptage conso edv vers adou ORION n°1","U_METROLOGIE    30","Vérification CURATIVE de comptage","MC","METR","U236PW","11U","519 431,00","3000-01-01",0,1,0,null,null,"BIOMED_ULIS","DWCMQ501Comptage conso edv vers adou ORION n°1U_METROLOGIE    30Vérification CURATIVE de comptage11U"]
["PW3CMT102","Sonde de température PT100 cuve","U_METR000012","Vérification PERIODIQUE température","MPS","METR","U236PW","11U","595 054,00","2024-04-22",3,1,0,1,3,"BIOMED_ULIS","PW3CMT102Sonde de température PT100 cuveU_METR000012Vérification PERIODIQUE température11U1"]
["DWCMT503","Sonde de température DW amont échangeur","U_METR000012","Vérification PERIODIQUE température","MPS","METR","U236PW","11U","619 476,00","2037-12-27",3,1,0,730,0,"BIOMED_ULIS","DWCMT503Sonde de température DW amont échangeurU_METR000012Vérification PERIODIQUE température11U730"]
["GW0CMP15","Manomètre sortie eau glacée échangeur","U_METROLOGIE    15","Vérification CURATIVE pression","MC","METR","U236PW","11U","519 472,00","3000-01-01",0,1,0,null,null,"BIOMED_ULIS","GW0CMP15Manomètre sortie eau glacée échangeurU_METROLOGIE    15Vérification CURATIVE pression11U"]
["PW3CMP109","Mesure de pression sortie concentrat CDI n°1 & 2","U_METROLOGIE    15","Vérification CURATIVE pression","MC","METR","U236PW","11U","519 614,00","3000-01-01",0,1,0,null,null,"BIOMED_ULIS","PW3CMP109Mesure de pression sortie concentrat CDI n°1 & 2U_METROLOGIE    15Vérification CURATIVE pression11U"]
["TECHCMP16","Pression voie 3 / TECHUR10","U_METROLOGIE    16","Vérif. CURATIVE température enceinte","MC","AR","U108","11U","519 971,00","3000-01-01",0,1,0,null,null,"BIOMED_ULIS","TECHCMP16Pression voie 3 / TECHUR10U_METROLOGIE    16Vérif. CURATIVE température enceinte11U"]
["CQBCONG12","Congélateur -80°C n°503456","U_LABO000006","Qualification périodique","MPS","QUAL","U633","71U","645 246,00","2025-04-28",3,1,0,365,0,"BIOTECH_ULIS","CQBCONG12Congélateur -80°C n°503456U_LABO000006Qualification périodique71U365"]
["TECHOUT126","Stop chute à rappel automatique n°1018015","U_CONT000032","Visite réglementaire","MPS","DEF","U130","15U","632 166,00","2025-04-26",3,1,0,52,1,"BIOMED_ULIS","TECHOUT126Stop chute à rappel automatique n°1018015U_CONT000032Visite réglementaire15U52"]
["CQBREF01","Réfrigérateur Liebherr n°79.621.984.6","U_LABO000018","Intervention curative","MC","DEF","U633","71U","598 964,00","3000-01-01",0,1,0,null,null,"BIOTECH_ULIS",{"$f":"_xlfn.TEXTJOIN(\"\",TRUE,A19586:D19586,H19586,N19586)","v":"CQBREF01Réfrigérateur Liebherr n°79.621.984.6U_LABO000018Intervention curative71U"}]
["NEP06ST06","Station NEP réacteurs Gamma","CURA276263","Défaut manque solution lavage en HNO","MC",null,"U236NEP","11U","523 867,00","3000-01-01",0,1,0,null,null,"BIOMED_ULIS","NEP06ST06Station NEP réacteurs GammaCURA276263Défaut manque solution lavage en HNO11U"]
["COMCMF21","Indication débit sortie (Palltronic UDECNEW)","U_METROLOGIE    26","Vérification CURATIVE labo extérieur","MC","DEF","U440COM","11U","525 225,00","3000-01-01",0,1,0,null,null,"BIOMED_ULIS","COMCMF21Indication débit sortie (Palltronic UDECNEW)U_METROLOGIE    26Vérification CURATIVE labo extérieur11U"]
["CQBCMT15","Enreg température CQBCONG06","U_LABO000019","Qualification initiale","MC","DEF","U633","71U","524 405,00","3000-01-01",0,1,0,null,null,"BIOTECH_ULIS","CQBCMT15Enreg température CQBCONG06U_LABO000019Qualification initiale71U"]
["GAMBOL964","Bol de centri BKA45 n°964","U_PROC000057","Remplacement des joints","MPS","MECA","U441","11U","533 569,00","2049-12-15",3,1,0,15,0,"BIOMED_ULIS","GAMBOL964Bol de centri BKA45 n°964U_PROC000057Remplacement des joints11U15"]
["LPRCMTU02","Turbidimètre n°2020100C0043","U_METR000026","Vérification PERIODIQUE labo extérieur","MPS","METR","U440COM","24U","620 858,00","2024-10-11",3,1,0,52,1,"BIOMED_ULIS","LPRCMTU02Turbidimètre n°2020100C0043U_METR000026Vérification PERIODIQUE labo extérieur24U52"]
["UDA2CMT32","Enreg Temp UDA2CONG12 / BAT01PLC17","U_METR000012","Vérification PERIODIQUE température","MPS","DEF","U855","70U","616 956,00","2024-10-30",3,1,0,365,0,"BIOTECH_ULIS","UDA2CMT32Enreg Temp UDA2CONG12 / BAT01PLC17U_METR000012Vérification PERIODIQUE température70U365"]
["ADERS112_034","Flexible colonne (jetable)","U_GAMM000001","Validation gamme de maintenance","SER","AUTR","U421DEAE","14U","525 927,00","3000-01-01",0,1,0,null,null,"BIOMED_ULIS","ADERS112_034Flexible colonne (jetable)U_GAMM000001Validation gamme de maintenance14U"]
["PLACMT86","SONDE TEMP MONITORING AMBIANCE PLACONG02","U_METROLOGIE    12","Vérification CURATIVE température","MC","DEF","U420","11U","526 163,00","3000-01-01",0,1,0,null,null,"BIOMED_ULIS","PLACMT86SONDE TEMP MONITORING AMBIANCE PLACONG02U_METROLOGIE    12Vérification CURATIVE température11U"]
["GW0CMP04","Indic pression calo GW0 de WFISBD103","U_METR000015","Vérification PERIODIQUE pression","MPS","METR","U222GW","11U","603 770,00","2025-07-22",3,1,0,104,1,"BIOMED_ULIS","GW0CMP04Indic pression calo GW0 de WFISBD103U_METR000015Vérification PERIODIQUE pression11U104"]
["WFIF701","Carter filtre évent cuve EPPI","U_PROC000203","Test intégrité après utilisation","MPS","MAINT","U236WFI","11U","648 851,00","2025-07-24",3,1,0,365,0,"BIOMED_ULIS","WFIF701Carter filtre évent cuve EPPIU_PROC000203Test intégrité après utilisation11U365"]
["CIPP03","Pompe retour CIPP03","U_GAMM000001","Validation gamme de maintenance","SER","AUTR","U236NEP","14U","527 362,00","3000-01-01",0,1,0,null,null,"BIOMED_ULIS","CIPP03Pompe retour CIPP03U_GAMM000001Validation gamme de maintenance14U"]
["AC01CE036","Caisson extrac. lav. 8RC61 tableau pont.","U_CLIM000004","Maintenance caisson d'extraction","MPS","CLIM","U222AC","10U","645 830,00","2025-07-25",3,1,0,365,0,"BIOMED_ULIS","AC01CE036Caisson extrac. lav. 8RC61 tableau pont.U_CLIM000004Maintenance caisson d'extraction10U365"]
["ALBR09","Cuve régénération cassettes UF2","U_GAMM000001","Validation gamme de maintenance","SER","AUTR","U440","14U","528 092,00","3000-01-01",0,1,0,null,null,"BIOMED_ULIS","ALBR09Cuve régénération cassettes UF2U_GAMM000001Validation gamme de maintenance14U"]
["ALBR24","Réservoir R20 n°ISF00638-A","U_PROC000207","Maintenance réservoir","MPS","MECA","U440","11U","627 820,00","2025-02-14",3,1,0,365,0,"BIOMED_ULIS","ALBR24Réservoir R20 n°ISF00638-AU_PROC000207Maintenance réservoir11U365"]
["PW3CMCH201","Analyseur taux de Chlore (cmd DWPP501)","U_METROLOGIE    26","Vérification CURATIVE labo extérieur","MC","METR","U236PW","11U","529 479,00","3000-01-01",0,1,0,null,null,"BIOMED_ULIS",{"$f":"_xlfn.TEXTJOIN(\"\",TRUE,A19842:D19842,H19842,N19842)","v":"PW3CMCH201Analyseur taux de Chlore (cmd DWPP501)U_METROLOGIE    26Vérification CURATIVE labo extérieur11U"}]
["PW3CMF202","mesure débit amont cuve ORION","U_METROLOGIE    11","Vérification CURATIVE de débit","MC",null,"U236PW","11U","529 498,00","3000-01-01",0,1,0,null,null,"BIOMED_ULIS","PW3CMF202mesure débit amont cuve ORIONU_METROLOGIE    11Vérification CURATIVE de débit11U"]
["SW7CMP207","Manomètre à cadran sortie adou 1","U_METROLOGIE    15","Vérification CURATIVE pression","MC",null,"U236PW","11U","529 520,00","3000-01-01",0,1,0,null,null,"BIOMED_ULIS","SW7CMP207Manomètre à cadran sortie adou 1U_METROLOGIE    15Vérification CURATIVE pression11U"]
["PW3CMF206","Mesure débit évacuation osmose concentrat","U_METROLOGIE    11","Vérification CURATIVE de débit","MC",null,"U236PW","11U","529 534,00","3000-01-01",0,1,0,null,null,"BIOMED_ULIS","PW3CMF206Mesure débit évacuation osmose concentratU_METROLOGIE    11Vérification CURATIVE de débit11U"]
["PW33","Prod. Eau purifiée ORION n°3","U_EAUX000067","Désinfection thermique ORION PW3","MPS","FLPR","U236PW","11U","649 002,00","2024-09-11",3,1,0,42,0,"BIOMED_ULIS","PW33Prod. Eau purifiée ORION n°3U_EAUX000067Désinfection thermique ORION PW311U42"]
["NEP10ST10","Station de nettoyage en place n°10","CURA279335","Multiples défauts","MC",null,"U236NEP","11U","555 442,00","3000-01-01",0,1,0,null,null,"BIOMED_ULIS","NEP10ST10Station de nettoyage en place n°10CURA279335Multiples défauts11U"]
["PW3CMP209","Mesure de pression sortie concentrat CDI n°1 & 2","U_METR000015","Vérification PERIODIQUE pression","MPS","METR","U236PW","11U","640 512,00","2025-04-22",3,1,0,365,0,"BIOMED_ULIS","PW3CMP209Mesure de pression sortie concentrat CDI n°1 & 2U_METR000015Vérification PERIODIQUE pression11U365"]
["GAMR008","Réacteur n°08 fractionnement gamma","CURA279720","Démontage lèche paroi","CON",null,"U441","11U","570 094,00","3000-01-01",0,1,0,null,null,"BIOMED_ULIS","GAMR008Réacteur n°08 fractionnement gammaCURA279720Démontage lèche paroi11U"]
["SEAI41-41421","Extinct. auto arm éléc  1er B4","U_CONT000018","Contrôle réglementaire détection incendie","MPS","DEF","U130","80U",null,"2022-01-21",3,1,0,26,1,"ULIS","SEAI41-41421Extinct. auto arm éléc  1er B4U_CONT000018Contrôle réglementaire détection incendie80U26"]
["DWCMP513","Manomètre arrivée DW avant détendeur","U_METROLOGIE    15","Vérification CURATIVE pression","MC",null,"U236PW","11U","531 634,00","3000-01-01",0,1,0,null,null,"BIOMED_ULIS","DWCMP513Manomètre arrivée DW avant détendeurU_METROLOGIE    15Vérification CURATIVE pression11U"]
["PW3CMF302","mesure débit amont cuve ORION","U_METROLOGIE    11","Vérification CURATIVE de débit","MC",null,"U236PW","11U","531 660,00","3000-01-01",0,1,0,null,null,"BIOMED_ULIS","PW3CMF302mesure débit amont cuve ORIONU_METROLOGIE    11Vérification CURATIVE de débit11U"]
["PW3CMP311","Mesure de pression sortie concentrat CDI n°3 & 4","U_METROLOGIE    15","Vérification CURATIVE pression","MC","METR","U236PW","11U","531 678,00","3000-01-01",0,1,0,null,null,"BIOMED_ULIS","PW3CMP311Mesure de pression sortie concentrat CDI n°3 & 4U_METROLOGIE    15Vérification CURATIVE pression11U"]
["BCHCMF02","Débitmètre","U_METROLOGIE    26","Vérification CURATIVE labo extérieur","MC","DEF","U624UAP","22U","531 696,00","2049-09-23",0,1,0,null,null,"BIOMED_ULIS","BCHCMF02DébitmètreU_METROLOGIE    26Vérification CURATIVE labo extérieur22U"]
["AQVCMT131","Tracksense Frigo temperature n°616380","U_METR000026","Vérification PERIODIQUE labo extérieur","MPS","METR","U730","52U","620 971,00","2024-08-27",3,1,0,52,1,"BIOMED_ULIS","AQVCMT131Tracksense Frigo temperature n°616380U_METR000026Vérification PERIODIQUE labo extérieur52U52"]
["AC60CE089","Caisson d'extraction bâtiments B2 / B3","CURA281047","Caisson d'extraction H.S","MC",null,"U222AC","10U","535 437,00","3000-01-01",0,1,0,null,null,"BIOMED_ULIS","AC60CE089Caisson d'extraction bâtiments B2 / B3CURA281047Caisson d'extraction H.S10U"]
["COMELEV01","Colonne élévatrice Ateliers DECONG-FIBRI","CURA281248","Remplacement du câble de levage","MC",null,"U411","15U","567 949,00","3000-01-01",0,1,0,null,null,"BIOMED_ULIS","COMELEV01Colonne élévatrice Ateliers DECONG-FIBRICURA281248Remplacement du câble de levage15U"]
["RF52OND01","Onduleur coffret CO2","U_ELEC000020","Maintenance onduleur","MPS","ELEC","U222ELE","10U","641 498,00","2025-05-14",3,1,0,365,0,"BIOMED_ULIS","RF52OND01Onduleur coffret CO2U_ELEC000020Maintenance onduleur10U365"]
["BAT08RC62","Atelier cuverie albumine/immunoglobuline","CURA281972","Sprinkler rouillée","MC",null,"U200BATP","80U",null,"2021-07-30",0,1,0,null,null,"BIOMED_ULIS","BAT08RC62Atelier cuverie albumine/immunoglobulineCURA281972Sprinkler rouillée80U"]
["ALBR18","Cuve sortie produit n°1 UF2","U_GAMM000001","Validation gamme de maintenance","SER","AUTR","U440","14U","537 371,00","3000-01-01",0,1,0,null,null,"BIOMED_ULIS","ALBR18Cuve sortie produit n°1 UF2U_GAMM000001Validation gamme de maintenance14U"]
["ALBR20","Cuve sortie produit n°3 UF2","U_GAMM000001","Validation gamme de maintenance","SER","AUTR","U440","14U","537 373,00","3000-01-01",0,1,0,null,null,"BIOMED_ULIS","ALBR20Cuve sortie produit n°3 UF2U_GAMM000001Validation gamme de maintenance14U"]
["ALB09BL01","Boule de lavage cuve ALBR09 arrivé WFI","U_GAMM000001","Validation gamme de maintenance","SER","AUTR","U440","14U","537 548,00","3000-01-01",0,1,0,null,null,"BIOMED_ULIS","ALB09BL01Boule de lavage cuve ALBR09 arrivé WFIU_GAMM000001Validation gamme de maintenance14U"]
["DCGPEL100","Ligne de découpe","CURA282506","Défaut de portes","MC",null,"U411","11U","556 209,00","3000-01-01",0,1,0,null,null,"BIOMED_ULIS","DCGPEL100Ligne de découpeCURA282506Défaut de portes11U"]
["PWBD40","Boucle distribution PW chaude B4","CURA282975","Désinfection boucle PWBD40","MPC","AR","U236PW","11U","631 728,00","3000-01-01",0,1,0,null,null,"BIOMED_ULIS",{"$f":"_xlfn.TEXTJOIN(\"\",TRUE,A20226:D20226,H20226,N20226)","v":"PWBD40Boucle distribution PW chaude B4CURA282975Désinfection boucle PWBD4011U"}]
["TECHBT14","Bain d'étalonnage WIKA n° 1409439","CURA283156","Bain d'étalonnage HS","MC",null,"U720","11U",null,"2021-12-01",0,1,0,null,null,"BIOMED_ULIS","TECHBT14Bain d'étalonnage WIKA n° 1409439CURA283156Bain d'étalonnage HS11U"]
["UDA1CMT80","Thermomètre polyvalent EBRO n°62571694","U_METROLOGIE    12","Vérification CURATIVE température","MC","METR","U855","70U",null,"2049-12-26",0,1,0,null,null,"BIOTECH_ULIS","UDA1CMT80Thermomètre polyvalent EBRO n°62571694U_METROLOGIE    12Vérification CURATIVE température70U"]
["LSBCMT43","Enregistrement T° LSBUR05 voie 2","U_METR000012","Vérification PERIODIQUE température","MPS","METR","U803","70U",null,"2049-12-26",3,1,0,365,0,"BIOTECH_ULIS","LSBCMT43Enregistrement T° LSBUR05 voie 2U_METR000012Vérification PERIODIQUE température70U365"]
["LSBCMP08","Enregistrement Pression LSBUR06 voie 5","U_METROLOGIE    15","Vérification CURATIVE pression","MC","METR","U803","70U",null,"2049-12-26",0,1,0,null,null,"BIOTECH_ULIS","LSBCMP08Enregistrement Pression LSBUR06 voie 5U_METROLOGIE    15Vérification CURATIVE pression70U"]
["BCHLAB13","Générateur d'air","CURA283772","Maintenance préventive annuelle","MC",null,"U624UAP","22U","578 040,00","3000-01-01",0,1,0,null,null,"BIOMED_ULIS","BCHLAB13Générateur d'airCURA283772Maintenance préventive annuelle22U"]
["PLAR03","Mélangeur fondoir plasma n°3","U_MECA000046","Polissage semestriel","MPS","MAINT","U410","11U","648 687,00","2024-12-14",3,1,0,26,1,"BIOMED_ULIS","PLAR03Mélangeur fondoir plasma n°3U_MECA000046Polissage semestriel11U26"]
["BCHCMO04","Osmomètre n°18091190E","U_METR000040","Vérification PERIODIQUE","MPS","AUTR","U624UAP","22U","635 633,00","2024-07-27",3,1,0,13,1,"BIOMED_ULIS","BCHCMO04Osmomètre n°18091190EU_METR000040Vérification PERIODIQUE22U13"]
["ACCD73","Unité exterieur 1306","CURA284890","Fuite de gaz sur le condenseur suite à des travaux","MC",null,"U640MCB","10U","542 675,00","3000-01-01",0,1,0,null,null,"BIOMED_ULIS","ACCD73Unité exterieur 1306CURA284890Fuite de gaz sur le condenseur suite à des travaux10U"]
["MCBCMOC04","TOC-Métre Sievers M9","U_METROLOGIE    22","Verification CURATIVE mesure de carbone","MC","DEF","U640MCB","21U","543 281,00","3000-01-01",0,1,0,null,null,"BIOMED_ULIS","MCBCMOC04TOC-Métre Sievers M9U_METROLOGIE    22Verification CURATIVE mesure de carbone21U"]
["RW3CP005","Pompe relevage n°1 EU 07","U_SANS   PREVENTIF","Sans   préventif","MC","AR","U235BATU","AR",null,"2049-01-21",0,1,0,null,null,"BIOMED_ULIS","RW3CP005Pompe relevage n°1 EU 07U_SANS   PREVENTIFSans   préventifAR"]
["ADEUF123","Skid UFAlbumine","CURA285713","Fixation tablette skid","MC",null,"U421DEAE","11U","544 773,00","3000-01-01",0,1,0,null,null,"BIOMED_ULIS","ADEUF123Skid UFAlbumineCURA285713Fixation tablette skid11U"]
["RW3CP008","Pompe relevage n°2 ACADIE EP 20","U_SANS   PREVENTIF","Sans   préventif","MC","AR","U235BATU","AR",null,"2049-02-02",0,1,0,null,null,"BIOMED_ULIS","RW3CP008Pompe relevage n°2 ACADIE EP 20U_SANS   PREVENTIFSans   préventifAR"]
["DCGGER01","Gerbeur  n°W41160H00439","CURA285962","Contrat FENWICK 2022 section U411","MC",null,"U411","15U","545 522,00","3000-01-01",0,1,0,null,null,"BIOMED_ULIS","DCGGER01Gerbeur  n°W41160H00439CURA285962Contrat FENWICK 2022 section U41115U"]
["BATEX","Extérieurs bâtiments","CURA286068","Visite de contrôle des réseaux EU EP","MC",null,"S244","13U","545 750,00","3000-01-01",0,1,0,null,null,"BIOMED_ULIS","BATEXExtérieurs bâtimentsCURA286068Visite de contrôle des réseaux EU EP13U"]
["EXELEGE01","Groupe électrogène n°1 TR01/TR02","U_ELEC000040","Analyse de FUEL des GE","MPS","ELEC","U222ELE","10U","545 940,00","2049-10-10",0,1,1,null,null,"BIOMED_ULIS","EXELEGE01Groupe électrogène n°1 TR01/TR02U_ELEC000040Analyse de FUEL des GE10U"]
["CBCMW12","Masse autocontrôle de 10 mg S2148320","U_METR000032","Vérif. périodique masse autocontrôle","MPS","METR","U880","70U","633 735,00","2025-02-27",3,1,0,365,0,"BIOTECH_ULIS","CBCMW12Masse autocontrôle de 10 mg S2148320U_METR000032Vérif. périodique masse autocontrôle70U365"]
["BAT11MGG","Bâtiment 11 partie magasin général","CURA286678","Remettre en place une butée de protection","MC",null,"U200BATP","13U","547 144,00","3000-01-01",0,1,0,null,null,"BIOMED_ULIS","BAT11MGGBâtiment 11 partie magasin généralCURA286678Remettre en place une butée de protection13U"]
["PLADE","Skid refroidissement centris plama","U_GAMM000001","Validation gamme de maintenance","SER","AUTR","U410","14U",null,"2049-02-24",0,1,0,null,null,"BIOMED_ULIS","PLADESkid refroidissement centris plamaU_GAMM000001Validation gamme de maintenance14U"]
["WFIHV504","Vanne manuelle de prélèvement WFISBD208","CURA286978","WFIHV504 Vanne manuelle de prelevement cassée","MC",null,"U236WFI","11U","548 776,00","3000-01-01",0,1,0,null,null,"BIOMED_ULIS","WFIHV504Vanne manuelle de prélèvement WFISBD208CURA286978WFIHV504 Vanne manuelle de prelevement cassée11U"]
["BAT11MGG","Bâtiment 11 partie magasin général","CURA287030","Changement des roues d'un caddie le livraison MAV","MC",null,"U200BATP","13U","548 883,00","3000-01-01",0,1,0,null,null,"BIOMED_ULIS","BAT11MGGBâtiment 11 partie magasin généralCURA287030Changement des roues d'un caddie le livraison MAV13U"]
["GAMFP01","Filtre presse gamma","CURA287078","Passage à l'état propre","MC",null,"U441","11U","548 980,00","3000-01-01",0,1,0,null,null,"BIOMED_ULIS","GAMFP01Filtre presse gammaCURA287078Passage à l'état propre11U"]
["WE2CMT04","Affichage Température sortie surnageant C22","CURA287155","Pb affichage température","MC",null,"U441","11U","549 084,00","3000-01-01",0,1,0,null,null,"BIOMED_ULIS","WE2CMT04Affichage Température sortie surnageant C22CURA287155Pb affichage température11U"]
["PLABOL487","Bol de centri BKA28 N°487","CURA287228","Nettoyage double envelloppe","MC",null,"U410","11U","549 177,00","3000-01-01",0,1,0,null,null,"BIOMED_ULIS","PLABOL487Bol de centri BKA28 N°487CURA287228Nettoyage double envelloppe11U"]
["BAT08RC201","Atelier réacteurs de fractionnement","CURA287336","Problème groom de la porte 8RC201","MC",null,"U200BATP","13U","549 300,00","3000-01-01",0,1,0,null,null,"BIOMED_ULIS","BAT08RC201Atelier réacteurs de fractionnementCURA287336Problème groom de la porte 8RC20113U"]
["EXGAMPLC08","Automate extension B8","CURA287360","Raz pesons","CON",null,"U441","11U","657 198,00","3000-01-01",0,1,0,null,null,"BIOMED_ULIS","EXGAMPLC08Automate extension B8CURA287360Raz pesons11U"]
["ADEUF122","Skid ultrafiltration Fac IX ou Kanokad","CURA287442","Disjonction skid122","MC",null,"U421DEAE","11U","651 124,00","3000-01-01",0,1,0,null,null,"BIOMED_ULIS","ADEUF122Skid ultrafiltration Fac IX ou KanokadCURA287442Disjonction skid12211U"]
["PWT03","Cuve de stockage eau purifiée b1","CURA287492","Fonction en défaut","MC",null,"U236PW","11U","549 797,00","3000-01-01",0,1,0,null,null,"BIOMED_ULIS","PWT03Cuve de stockage eau purifiée b1CURA287492Fonction en défaut11U"]
["PLABATI509","Centrifugeuse plasma NS 509","CURA287531","Mise en place PLABOL815 + turbine PLAC02","MC",null,"U410","11U","549 883,00","3000-01-01",0,1,0,null,null,"BIOMED_ULIS","PLABATI509Centrifugeuse plasma NS 509CURA287531Mise en place PLABOL815 + turbine PLAC0211U"]
["IS1","Production de vapeur industrielle B4","CURA287580","Fuite sur réseau retour condensat cour anglaise Ouest","MC",null,"U222TAC2","10U","549 941,00","3000-01-01",0,1,0,null,null,"BIOMED_ULIS","IS1Production de vapeur industrielle B4CURA287580Fuite sur réseau retour condensat cour anglaise Ouest10U"]
["PLASKID01","Chariot filtr. envoi plasma avant PLATH","CURA287610","Capteur hs","MC",null,"U410","11U","549 976,00","3000-01-01",0,1,0,null,null,"BIOMED_ULIS","PLASKID01Chariot filtr. envoi plasma avant PLATHCURA287610Capteur hs11U"]
["MGPCF10","Chambre froide n°10 réception plasma 5°C","CURA287674","Plasma: rafraichissement passage piéton, zonage","MC",null,"U406","13U","550 053,00","3000-01-01",0,1,0,null,null,"BIOMED_ULIS","MGPCF10Chambre froide n°10 réception plasma 5°CCURA287674Plasma: rafraichissement passage piéton, zonage13U"]
["AC27F05","Filtration terminale clim pièce 8RC54","CURA287740","Manque une vis de fixation sur la grille","MC",null,"U222AC","10U","550 380,00","3000-01-01",0,1,0,null,null,"BIOMED_ULIS","AC27F05Filtration terminale clim pièce 8RC54CURA287740Manque une vis de fixation sur la grille10U"]
["MCBCMQ40","Pipette 1 mL PHY4 n° 42084103","U_METR000026","Vérification PERIODIQUE labo extérieur","MPS","METR","U640MCB","21U","628 711,00","2024-07-28",3,1,0,26,1,"BIOMED_ULIS","MCBCMQ40Pipette 1 mL PHY4 n° 42084103U_METR000026Vérification PERIODIQUE labo extérieur21U26"]
["BAT08PTA29","Porte auto coulis. FERMOD 8RC226/8RC218","CURA287927","La porte s'ouvre mais trop lentement.","MC",null,"U200BATP","13U","551 120,00","3000-01-01",0,1,0,null,null,"BIOMED_ULIS","BAT08PTA29Porte auto coulis. FERMOD 8RC226/8RC218CURA287927La porte s'ouvre mais trop lentement.13U"]
["PLABOL509","Bol de centri BKA28 N°509","CURA287975","Démontage double enveloppe","MC",null,"U410","11U","552 768,00","3000-01-01",0,1,0,null,null,"BIOMED_ULIS","PLABOL509Bol de centri BKA28 N°509CURA287975Démontage double enveloppe11U"]
["ALBHV03","Vanne entree haute carter ALBF01","CURA288019","Vanne volant ALBHV03 (8RC59) défectueuse","MC",null,"U440","11U","552 838,00","3000-01-01",0,1,0,null,null,"BIOMED_ULIS","ALBHV03Vanne entree haute carter ALBF01CURA288019Vanne volant ALBHV03 (8RC59) défectueuse11U"]
["WFISBD106","Ss boucle PPI uf albumine 8RC45/46/70/76","CURA288028","Défaut de température","MC",null,"U236WFI","11U","552 847,00","3000-01-01",0,1,0,null,null,"BIOMED_ULIS","WFISBD106Ss boucle PPI uf albumine 8RC45/46/70/76CURA288028Défaut de température11U"]
["GAMR008","Réacteur n°08 fractionnement gamma","CURA288117","Raz peson","MC",null,"U441","11U","552 943,00","3000-01-01",0,1,0,null,null,"BIOMED_ULIS","GAMR008Réacteur n°08 fractionnement gammaCURA288117Raz peson11U"]
["ACCL47","Climatisation salle serveurs MES/SCC","CURA288211","Mise en place climatiseur secours en 1SS22 par FSE","MC",null,"U200","10U","553 212,00","3000-01-01",0,1,0,null,null,"BIOMED_ULIS","ACCL47Climatisation salle serveurs MES/SCCCURA288211Mise en place climatiseur secours en 1SS22 par FSE10U"]
["GAMR008","Réacteur n°08 fractionnement gamma","CURA288312","Démontage lèche paroi","MC",null,"U441","11U","553 437,00","3000-01-01",0,1,0,null,null,"BIOMED_ULIS","GAMR008Réacteur n°08 fractionnement gammaCURA288312Démontage lèche paroi11U"]
["DDPEQUIP","Equipements dévelop. préclinique r & d","CURA288354","Soudures dans 2 cuves inox 50 litres zone pilote 1279","MC",null,"U850","11U","553 556,00","3000-01-01",0,1,0,null,null,"BIOTECH_ULIS",{"$f":"_xlfn.TEXTJOIN(\"\",TRUE,A20930:D20930,H20930,N20930)","v":"DDPEQUIPEquipements dévelop. préclinique r & dCURA288354Soudures dans 2 cuves inox 50 litres zone pilote 127911U"}]
["GAMTA","Tableau de pontage A sortie réacteurs","U_PROC000096","Remplacement des joints du tableau de pontage AP","MPS","MECA","U441","11U","619 319,00","2024-12-24",3,1,0,365,0,"BIOMED_ULIS","GAMTATableau de pontage A sortie réacteursU_PROC000096Remplacement des joints du tableau de pontage AP11U365"]
["NEP05ST05","Station NEP laverie Albumine","CURA288458","Défaut manque solution de lavage","MC",null,"U236NEP","11U","553 712,00","3000-01-01",0,1,0,null,null,"BIOMED_ULIS","NEP05ST05Station NEP laverie AlbumineCURA288458Défaut manque solution de lavage11U"]
["BAT11RC14","Quai +15°C B11","CURA288476","Installation prises pour chargeur cercleuse","MC",null,"U200BATP","10U","553 722,00","3000-01-01",0,1,0,null,null,"BIOMED_ULIS","BAT11RC14Quai +15°C B11CURA288476Installation prises pour chargeur cercleuse10U"]
["HEMOND01","Onduleur labo. hémostase","CURA288549","Défaut fin de vie batteries\"\"","MC",null,"U222ELE","10U","553 796,00","3000-01-01",0,1,0,null,null,"BIOMED_ULIS","HEMOND01Onduleur labo. hémostaseCURA288549Défaut fin de vie batteries\"\"10U"]
["HNO","Stockage et distribution acide nitrique","CURA288579","Fuite détendeur d'air","MC",null,"U236NEP","11U","553 830,00","3000-01-01",0,1,0,null,null,"BIOMED_ULIS","HNOStockage et distribution acide nitriqueCURA288579Fuite détendeur d'air11U"]
["BAT08","Bâtiment 8 de production","CURA288633","Remplacement de la poignée Extérieure porte gauche - Quai B8 (Contact Pascale MARCHE)","MC",null,"U200BATP","13U","553 941,00","3000-01-01",0,1,0,null,null,"BIOMED_ULIS","BAT08Bâtiment 8 de productionCURA288633Remplacement de la poignée Extérieure porte gauche - Quai B8 (Contact Pascale MARCHE)13U"]
["ADEBOA009","Cable N°9 d'alimentation électrique cuve mobile","CURA288734","Cable d'alimentation cuve mobile Hors-Service / ADEBOA009 + ADEBOA012","MC",null,"U421DEAE","11U","554 181,00","3000-01-01",0,1,0,null,null,"BIOMED_ULIS","ADEBOA009Cable N°9 d'alimentation électrique cuve mobileCURA288734Cable d'alimentation cuve mobile Hors-Service / ADEBOA009 + ADEBOA01211U"]
["NEP04ST04","Station NEP réacteurs + UF Albumine","CURA288769","Défaut poids haut ALBR002","MC",null,"U236NEP","11U","554 258,00","3000-01-01",0,1,0,null,null,"BIOMED_ULIS","NEP04ST04Station NEP réacteurs + UF AlbumineCURA288769Défaut poids haut ALBR00211U"]
["BAT04UDEC","Bâtiment 4 atelier UDECNEW","CURA288846","Defaut dispositif profisale","MC",null,"U200BATP","11U","554 436,00","3000-01-01",0,1,0,null,null,"BIOMED_ULIS","BAT04UDECBâtiment 4 atelier UDECNEWCURA288846Defaut dispositif profisale11U"]
["BAT08RC70","Atelier UF albumine","CURA288929","Remplacement des grilles de reprise","MC",null,"U200BATP","10U","554 543,00","3000-01-01",0,1,0,null,null,"BIOMED_ULIS","BAT08RC70Atelier UF albumineCURA288929Remplacement des grilles de reprise10U"]
["NEP10PV569","Vanne pneu. direct. sortie ALBTF","CURA288977","Impossible de lancé le nep suite au défaut de vanne","MC",null,"U236NEP","11U","554 606,00","3000-01-01",0,1,0,null,null,"BIOMED_ULIS","NEP10PV569Vanne pneu. direct. sortie ALBTFCURA288977Impossible de lancé le nep suite au défaut de vanne11U"]
["BAT08RC215","Laverie ADEAE","CURA289041","Nep 09 / joint silicone à refaire sur la sortie effluent.","MC",null,"U200BATP","13U","554 692,00","3000-01-01",0,1,0,null,null,"BIOMED_ULIS","BAT08RC215Laverie ADEAECURA289041Nep 09 / joint silicone à refaire sur la sortie effluent.13U"]
["GAMC22","Centrifugeuse n°2 gamma","CURA289118","Ecrou boitier","MC",null,"U441","11U","554 746,00","3000-01-01",0,1,0,null,null,"BIOMED_ULIS","GAMC22Centrifugeuse n°2 gammaCURA289118Ecrou boitier11U"]
["PLASURG02","Surgélateur à Azote Silversas","CURA289241","Joint surgélateur décong","MC",null,"U410","11U","554 979,00","3000-01-01",0,1,0,null,null,"BIOMED_ULIS","PLASURG02Surgélateur à Azote SilversasCURA289241Joint surgélateur décong11U"]
["BAT08RC231","Pièce 8RC231","CURA289262","Support canalisation haut et bas GW41 à refixer","MC",null,"U200BATP","11U","555 210,00","3000-01-01",0,1,0,null,null,"BIOMED_ULIS","BAT08RC231Pièce 8RC231CURA289262Support canalisation haut et bas GW41 à refixer11U"]
["ADER176_001","Cuve mobile 700L pendulaire","CURA289332","8RC218 Moteur avec peinture écaillée + abimé a repeindre","MC",null,"U421DEAE","11U","555 281,00","3000-01-01",0,1,0,null,null,"BIOMED_ULIS","ADER176_001Cuve mobile 700L pendulaireCURA2893328RC218 Moteur avec peinture écaillée + abimé a repeindre11U"]
["BAT08RC210","Local  Purification 2","CURA289351","8RC210 Reprises plinthes,  Impacts au sol autour du skid, Silicone mur.","MC",null,"U200BATP","13U","555 301,00","3000-01-01",0,1,0,null,null,"BIOMED_ULIS","BAT08RC210Local  Purification 2CURA2893518RC210 Reprises plinthes,  Impacts au sol autour du skid, Silicone mur.13U"]
["BAT08RC224","Local Cuves fixes Tampons","CURA289368","8RC224 Vis des prises harting rouillées","MC",null,"U200BATP","11U","555 319,00","3000-01-01",0,1,0,null,null,"BIOMED_ULIS","BAT08RC224Local Cuves fixes TamponsCURA2893688RC224 Vis des prises harting rouillées11U"]
["CIP01ST01","Station CIP n°1 Fibrinogéne","CURA289407","Trace d'eau au sol","MC","METR","U236NEP","11U","555 378,00","3000-01-01",0,1,0,null,null,"BIOMED_ULIS","CIP01ST01Station CIP n°1 FibrinogéneCURA289407Trace d'eau au sol11U"]
["BAT08RC08","Sas matériel production","CURA289430","8RC08 Reprises plinthes + Impacts sol, Réglage de la porte","MC",null,"U200BATP","13U","555 427,00","3000-01-01",0,1,0,null,null,"BIOMED_ULIS","BAT08RC08Sas matériel productionCURA2894308RC08 Reprises plinthes + Impacts sol, Réglage de la porte13U"]
["BAT08RC119","Pièce stockage matériel PMML","CURA289462","8RC119 angle au plafond à siliconer ,Mur abimé, Silicone goulotte","MC",null,"U200BATP","13U","555 484,00","3000-01-01",0,1,0,null,null,"BIOMED_ULIS","BAT08RC119Pièce stockage matériel PMMLCURA2894628RC119 angle au plafond à siliconer ,Mur abimé, Silicone goulotte13U"]
["BAT08RC203","Pièce bâtiment 8RC203","CURA289488","8RC203 Impact plafond, Peinture écaillée.","MC",null,"U200BATP","13U","555 520,00","3000-01-01",0,1,0,null,null,"BIOMED_ULIS","BAT08RC203Pièce bâtiment 8RC203CURA2894888RC203 Impact plafond, Peinture écaillée.13U"]
["BAT08SS48","SAS sortie pâte cryo classe C 8SS48","CURA289544","8SS48 Amélioration sol, Reprises plinthes","MC",null,"U200BATP","13U","555 613,00","3000-01-01",0,1,0,null,null,"BIOMED_ULIS","BAT08SS48SAS sortie pâte cryo classe C 8SS48CURA2895448SS48 Amélioration sol, Reprises plinthes13U"]
["BAT08RC66","Pièce bâtiment 8RC66","CURA289567","8RC66 Trous sur le mur, peinture, silicone, groom","MC",null,"U200BATP","13U","555 723,00","3000-01-01",0,1,0,null,null,"BIOMED_ULIS","BAT08RC66Pièce bâtiment 8RC66CURA2895678RC66 Trous sur le mur, peinture, silicone, groom13U"]
["MFPRLYO06","Lyophilisateur lyoflex 0,4 Edwards","CURA289585","Passage câble réseau","MC",null,"U868","10U","555 744,00","3000-01-01",0,1,0,null,null,"BIOTECH_ULIS","MFPRLYO06Lyophilisateur lyoflex 0,4 EdwardsCURA289585Passage câble réseau10U"]
["NEP05ST05","Station NEP laverie Albumine","CURA289658","Défaut manque solution en lavage","MC",null,"U236NEP","11U","556 230,00","3000-01-01",0,1,0,null,null,"BIOMED_ULIS","NEP05ST05Station NEP laverie AlbumineCURA289658Défaut manque solution en lavage11U"]
["WFISBD203","Sous boucle eau ppi filtre press T IV","CURA289683","Demande d'eau chaude","MC",null,"U236WFI","11U","556 256,00","3000-01-01",0,1,0,null,null,"BIOMED_ULIS","WFISBD203Sous boucle eau ppi filtre press T IVCURA289683Demande d'eau chaude11U"]
["BAT08RC34","Vestiaires femmes production","CURA289705","8RC34 Arête du mur , Joint de porte, Silicone, Cache paumelle","MC",null,"U200BATP","13U","556 279,00","3000-01-01",0,1,0,null,null,"BIOMED_ULIS","BAT08RC34Vestiaires femmes productionCURA2897058RC34 Arête du mur , Joint de porte, Silicone, Cache paumelle13U"]
["GAMR20","Réacteur UF gamma","CURA289745","Vidange solution","MC",null,"U441","11U","556 312,00","3000-01-01",0,1,0,null,null,"BIOMED_ULIS","GAMR20Réacteur UF gammaCURA289745Vidange solution11U"]
["SHW15CHD01","Chaudière 1","CURA289781","Remplacement des Tresses chaudières du B15","AME",null,"U222IS","10U","556 384,00","3000-01-01",0,1,0,null,null,"BIOMED_ULIS","SHW15CHD01Chaudière 1CURA289781Remplacement des Tresses chaudières du B1510U"]
["BAT04RC401","Local Circulation n°1","CURA289851","4RC401 Trou au mur, Impacts au sol, Plinthes abimées","MC",null,"U200BATP","13U","556 479,00","3000-01-01",0,1,0,null,null,"BIOMED_ULIS","BAT04RC401Local Circulation n°1CURA2898514RC401 Trou au mur, Impacts au sol, Plinthes abimées13U"]
["BAT08RC219","Laboratoire in process RDC","CURA289881","Eclairage au plafond","MC",null,"U200BATP","10U","556 522,00","3000-01-01",0,1,0,null,null,"BIOMED_ULIS","BAT08RC219Laboratoire in process RDCCURA289881Eclairage au plafond10U"]
["BAT08RC104","Atelier  FP immunoglobuline","CURA289954","8RC104 Rouille autour du luminaire + Film alu sur la grille AC07R16 + Manque identification sur la grille + grille rouillée","MC",null,"U200BATP","10U","556 625,00","3000-01-01",0,1,0,null,null,"BIOMED_ULIS","BAT08RC104Atelier  FP immunoglobulineCURA2899548RC104 Rouille autour du luminaire + Film alu sur la grille AC07R16 + Manque identification sur la grille + grille rouillée10U"]
["HNOT001","Cuve n°1 de stockage acide nitrique","CURA289983","Dépose et contrôle de la crépine","MC",null,"U236NEP","11U","556 676,00","3000-01-01",0,1,0,null,null,"BIOMED_ULIS","HNOT001Cuve n°1 de stockage acide nitriqueCURA289983Dépose et contrôle de la crépine11U"]
["BAT04RC422","Local Sas cryo","CURA290038","4RC422 et 4RC430 Manque identification grille au plafond","MC",null,"U200BATP","10U","556 731,00","3000-01-01",0,1,0,null,null,"BIOMED_ULIS","BAT04RC422Local Sas cryoCURA2900384RC422 et 4RC430 Manque identification grille au plafond10U"]
["NEP05ST05","Station NEP laverie Albumine","CURA290123","Défaut niveau haut","MC",null,"U236NEP","11U","556 823,00","3000-01-01",0,1,0,null,null,"BIOMED_ULIS","NEP05ST05Station NEP laverie AlbumineCURA290123Défaut niveau haut11U"]
["BAT01SS28","Atelier découpe des poches plasma","CURA290155","Transpalettes décongelation Reprise peinture transpalette + chaine rouillée","MC",null,"U200BATP","11U","556 856,00","3000-01-01",0,1,0,null,null,"BIOMED_ULIS","BAT01SS28Atelier découpe des poches plasmaCURA290155Transpalettes décongelation Reprise peinture transpalette + chaine rouillée11U"]
["BAT09","Bâtiment 9 restaurant salle de réunion","CURA290177","Réfection local plomberie","MC",null,"U235BATU","13U","556 879,00","3000-01-01",0,1,0,null,null,"BIOMED_ULIS","BAT09Bâtiment 9 restaurant salle de réunionCURA290177Réfection local plomberie13U"]
["GAMC22","Centrifugeuse n°2 gamma","CURA290229","Bruit suspect","MC",null,"U441","11U","556 932,00","3000-01-01",0,1,0,null,null,"BIOMED_ULIS","GAMC22Centrifugeuse n°2 gammaCURA290229Bruit suspect11U"]
["LPLCMT73","Enreg temp congélateur LPLCONG38/BAT01ARM02","CURA290282","Modification du seuil d'alarme dans le monitoring pour la sonde LPLCMT73","MC",null,"U602LPL","12U","557 008,00","3000-01-01",0,1,0,null,null,"BIOMED_ULIS","LPLCMT73Enreg temp congélateur LPLCONG38/BAT01ARM02CURA290282Modification du seuil d'alarme dans le monitoring pour la sonde LPLCMT7312U"]
["MGPCF12","Chambre froide n°12(2bis) stockage -40°C","CURA290335","Pas de mode automatique","MC",null,"U406","13U","557 054,00","3000-01-01",0,1,0,null,null,"BIOMED_ULIS","MGPCF12Chambre froide n°12(2bis) stockage -40°CCURA290335Pas de mode automatique13U"]
["DET0001","Réservoir refroidissement centris plasma","CURA290401","Vidange calo","MC",null,"U410","11U","557 417,00","3000-01-01",0,1,0,null,null,"BIOMED_ULIS","DET0001Réservoir refroidissement centris plasmaCURA290401Vidange calo11U"]
["WFIDIST05","Distillateur Eau PPI n°5 STERIS","CURA290512","Défaut température colonne","MC",null,"U236WFI","11U","557 545,00","3000-01-01",0,1,0,null,null,"BIOMED_ULIS","WFIDIST05Distillateur Eau PPI n°5 STERISCURA290512Défaut température colonne11U"]
["GW7CP01","Pompe d'envoi GW7","CURA290546","Pompe anormalement bruyante","MC",null,"U222GW","10U","557 592,00","3000-01-01",0,1,0,null,null,"BIOMED_ULIS","GW7CP01Pompe d'envoi GW7CURA290546Pompe anormalement bruyante10U"]
["AC17CE03","Extracteur désenfumage CYCLONE F 400-355 10800m3/h ( En terrasse )","U_CLIM000205","Maintenance extraction / ventilation","MPS","CLIM","U222AC","10U","645 716,00","2025-07-11",3,1,0,52,1,"BIOMED_ULIS","AC17CE03Extracteur désenfumage CYCLONE F 400-355 10800m3/h ( En terrasse )U_CLIM000205Maintenance extraction / ventilation10U52"]
["NEP05ST05","Station NEP laverie Albumine","CURA290577","Défaut de manque solution en lavage","MC",null,"U236NEP","11U","557 618,00","3000-01-01",0,1,0,null,null,"BIOMED_ULIS","NEP05ST05Station NEP laverie AlbumineCURA290577Défaut de manque solution en lavage11U"]
["BAT08","Bâtiment 8 de production","CURA290635","Détection incendie","MC",null,"U200BATP","11U","557 683,00","3000-01-01",0,1,0,null,null,"BIOMED_ULIS","BAT08Bâtiment 8 de productionCURA290635Détection incendie11U"]
["PLABOL267","Bol de centri BKA28 N°267","CURA290761","Démontage et nettoyage de la double enveloppe","MC",null,"U410","11U","562 604,00","3000-01-01",0,1,0,null,null,"BIOMED_ULIS","PLABOL267Bol de centri BKA28 N°267CURA290761Démontage et nettoyage de la double enveloppe11U"]
["NEP07ST07","Station NEP laverie Gamma","CURA290840","<Défaut contrôle conductivité rinçage finale","MC",null,"U236NEP","11U","558 550,00","3000-01-01",0,1,0,null,null,"BIOMED_ULIS","NEP07ST07Station NEP laverie GammaCURA290840<Défaut contrôle conductivité rinçage finale11U"]
["IS","Production et distri. vapeur industriel.","CURA290920","Remplacement purgeur défaillant","MC",null,"U222IS","11U","558 707,00","3000-01-01",0,1,0,null,null,"BIOMED_ULIS","ISProduction et distri. vapeur industriel.CURA290920Remplacement purgeur défaillant11U"]
["ADERS112_045","Flexible sortie alpha cycle n+1","CURA290974","Flexible hs","MC",null,"U421DEAE","11U","559 814,00","3000-01-01",0,1,0,null,null,"BIOMED_ULIS","ADERS112_045Flexible sortie alpha cycle n+1CURA290974Flexible hs11U"]
["BAT08RC06","Couloir entrée vestiaires côté produc","CURA291067","AT 2022: HABILLAGE POTEAU","MC",null,"U200BATP","13U","560 060,00","3000-01-01",0,1,0,null,null,"BIOMED_ULIS","BAT08RC06Couloir entrée vestiaires côté producCURA291067AT 2022: HABILLAGE POTEAU13U"]
["GW1/2","Production distri. eau glycolée -19°C","CURA291114","Appoint de glycol","SER",null,"U222GW","10U","560 103,00","3000-01-01",0,1,0,null,null,"BIOMED_ULIS","GW1/2Production distri. eau glycolée -19°CCURA291114Appoint de glycol10U"]
["ALBFP06","Filtre-presse albumine T I+II+III","CURA291153","Présence morceau sac plastique","MC",null,"U440","11U","560 144,00","3000-01-01",0,1,0,null,null,"BIOMED_ULIS","ALBFP06Filtre-presse albumine T I+II+IIICURA291153Présence morceau sac plastique11U"]
["NEP06ST06","Station NEP réacteurs Gamma","CURA291184","Défaut contrôle conductivité au pas acide","MC",null,"U236NEP","11U","560 190,00","3000-01-01",0,1,0,null,null,"BIOMED_ULIS","NEP06ST06Station NEP réacteurs GammaCURA291184Défaut contrôle conductivité au pas acide11U"]
["BAT08RC62","Atelier cuverie albumine/immunoglobuline","CURA291218","Cache prise 8rc62 deterioré","MC",null,"U200BATP","10U","560 496,00","3000-01-01",0,1,0,null,null,"BIOMED_ULIS","BAT08RC62Atelier cuverie albumine/immunoglobulineCURA291218Cache prise 8rc62 deterioré10U"]
["MCBCOLG46","Collecteur de germes n°120162","CURA291254","Problème lié au transport de l'appareil","MC",null,"U640MCB","21U","560 531,00","3000-01-01",0,1,0,null,null,"BIOMED_ULIS","MCBCOLG46Collecteur de germes n°120162CURA291254Problème lié au transport de l'appareil21U"]
["ADECMW003","Balance mettler 600kg/100g n°3168951","CURA291293","Terminal de la balance en 8RC209 H.S","MC",null,"U421DEAE","11U","560 590,00","3000-01-01",0,1,0,null,null,"BIOMED_ULIS","ADECMW003Balance mettler 600kg/100g n°3168951CURA291293Terminal de la balance en 8RC209 H.S11U"]
["INDUSOP30","Poste operateur NEP ADEAE","CURA291337","Clavier hs","MC",null,"U236DIV","11U","560 803,00","3000-01-01",0,1,0,null,null,"BIOMED_ULIS","INDUSOP30Poste operateur NEP ADEAECURA291337Clavier hs11U"]
["WECP01","Pompe rejet refroidissement centris plas","CURA291384","Vidange calo suite a débordement","MC",null,"U410","11U","560 858,00","3000-01-01",0,1,0,null,null,"BIOMED_ULIS","WECP01Pompe rejet refroidissement centris plasCURA291384Vidange calo suite a débordement11U"]
["ADECMC125_044","Conductivité rétentat gamme haute","CURA291495","Sonde en défaut","MC",null,"U421DEAE","11U","560 993,00","3000-01-01",0,1,0,null,null,"BIOMED_ULIS","ADECMC125_044Conductivité rétentat gamme hauteCURA291495Sonde en défaut11U"]
["ADEPP123_120","Pompe WFI/produit","CURA291551","Remplacement tête de pompe","MC",null,"U421DEAE","11U","611 549,00","3000-01-01",0,1,0,null,null,"BIOMED_ULIS","ADEPP123_120Pompe WFI/produitCURA291551Remplacement tête de pompe11U"]
["BAT08RC60","Atelier filtre presse albumine","CURA291691","Caisson protection acrylique de la balance et protection cable  en 8RC60 cassé","MC",null,"U200BATP","13U","561 299,00","3000-01-01",0,1,0,null,null,"BIOMED_ULIS","BAT08RC60Atelier filtre presse albumineCURA291691Caisson protection acrylique de la balance et protection cable  en 8RC60 cassé13U"]
["BAT08RC62","Atelier cuverie albumine/immunoglobuline","CURA291700","8P05 passerelle Etiquettes extincteur à changer + boitier rouillé","MC",null,"U200BATP","13U","561 308,00","3000-01-01",0,1,0,null,null,"BIOMED_ULIS","BAT08RC62Atelier cuverie albumine/immunoglobulineCURA2917008P05 passerelle Etiquettes extincteur à changer + boitier rouillé13U"]
["BAT01SS27","Pièce bâtiment 1SS27","CURA291742","Manque support d'identification local 1SS27","MC",null,"U235BATU","13U","561 540,00","3000-01-01",0,1,0,null,null,"BIOMED_ULIS","BAT01SS27Pièce bâtiment 1SS27CURA291742Manque support d'identification local 1SS2713U"]
["GAMELEV01","Elevateur terres reacteurs 8RC62","CURA291776","L'élévateur ne fonctionnait pas","MC",null,"U441","11U","561 579,00","3000-01-01",0,1,0,null,null,"BIOMED_ULIS","GAMELEV01Elevateur terres reacteurs 8RC62CURA291776L'élévateur ne fonctionnait pas11U"]
["ADEUF123","Skid UFAlbumine","CURA291838","Disjonction 400V","MC",null,"U421DEAE","11U","563 705,00","3000-01-01",0,1,0,null,null,"BIOMED_ULIS","ADEUF123Skid UFAlbumineCURA291838Disjonction 400V11U"]
["WFISBD202","Sous boucle Eau PPI Réacteurs GAMMA","CURA291890","Défaut de tempé","MC",null,"U236WFI","11U","561 714,00","3000-01-01",0,1,0,null,null,"BIOMED_ULIS","WFISBD202Sous boucle Eau PPI Réacteurs GAMMACURA291890Défaut de tempé11U"]
["ADEBOA015","Cable N°15 d'alimentation électrique cuve mobile","CURA291923","BOA ADEBOA015 dénudé","MC",null,"U421DEAE","11U","561 754,00","3000-01-01",0,1,0,null,null,"BIOMED_ULIS","ADEBOA015Cable N°15 d'alimentation électrique cuve mobileCURA291923BOA ADEBOA015 dénudé11U"]
["NEP04PV18","Vanne diverter retour circuit NEP ALBTJ","CURA292052","Remplacement membrane à faire à l'AT","MPS",null,"U236NEP","11U","561 982,00","3000-01-01",0,1,0,null,null,"BIOMED_ULIS","NEP04PV18Vanne diverter retour circuit NEP ALBTJCURA292052Remplacement membrane à faire à l'AT11U"]
["PLABATI814","Centrifugeuse plasma NS 814","CURA292156","Défaut calo PLAC02","MC",null,"U410","11U","562 116,00","3000-01-01",0,1,0,null,null,"BIOMED_ULIS","PLABATI814Centrifugeuse plasma NS 814CURA292156Défaut calo PLAC0211U"]
["BAT11MGG","Bâtiment 11 partie magasin général","CURA292224","Changement des roues d'un support de livraison BIG BAG","MC",null,"U200BATP","15U","562 290,00","3000-01-01",0,1,0,null,null,"BIOMED_ULIS","BAT11MGGBâtiment 11 partie magasin généralCURA292224Changement des roues d'un support de livraison BIG BAG15U"]
["PLABATI814","Centrifugeuse plasma NS 814","CURA292259","Contrôle hauteur bol et turbine","MC",null,"U410","11U","562 334,00","3000-01-01",0,1,0,null,null,"BIOMED_ULIS","PLABATI814Centrifugeuse plasma NS 814CURA292259Contrôle hauteur bol et turbine11U"]
["WFIDIST05","Distillateur Eau PPI n°5 STERIS","CURA292287","Défaut temprérature","MC",null,"U236WFI","11U","562 377,00","3000-01-01",0,1,0,null,null,"BIOMED_ULIS","WFIDIST05Distillateur Eau PPI n°5 STERISCURA292287Défaut temprérature11U"]
["WE10R010","Cuve de stockage 140 m3 surnageant éthan","CURA292297","Défaut cuve","MC",null,"U236PE","11U","562 391,00","3000-01-01",0,1,0,null,null,"BIOMED_ULIS","WE10R010Cuve de stockage 140 m3 surnageant éthanCURA292297Défaut cuve11U"]
["BATUSINE","Bâtiments communs","CURA292417","Formation BPF","MC",null,"U235BATU","10U","562 554,00","3000-01-01",0,1,0,null,null,"BIOMED_ULIS","BATUSINEBâtiments communsCURA292417Formation BPF10U"]
["BAT08RC227","Local Transit des tampons extemporanés","CURA292510","Passivation / rouille chariot microbio 8RC227 (vu en 8RC72)","MC",null,"U200BATP","11U","562 745,00","3000-01-01",0,1,0,null,null,"BIOMED_ULIS","BAT08RC227Local Transit des tampons extemporanésCURA292510Passivation / rouille chariot microbio 8RC227 (vu en 8RC72)11U"]
["BAT10","Bâtiment 10 Ateliers et bureaux Services Techniques","CURA292562","Formation gestion entreprise extérieur","MC",null,"U200","13U","562 793,00","3000-01-01",0,1,0,null,null,"BIOMED_ULIS","BAT10Bâtiment 10 Ateliers et bureaux Services TechniquesCURA292562Formation gestion entreprise extérieur13U"]
["PLAPLC01","Station automate centrifugation plasma","CURA292618","Repositionnement cycle production","MC",null,"U410","12U","562 886,00","3000-01-01",0,1,0,null,null,"BIOMED_ULIS","PLAPLC01Station automate centrifugation plasmaCURA292618Repositionnement cycle production12U"]
["ECI","Production/distrib. eau chaude indus. B4","CURA292704","Installation du système de remplissage automatique","PRO",null,"U222SHW","10U","563 052,00","3000-01-01",0,1,0,null,null,"BIOMED_ULIS","ECIProduction/distrib. eau chaude indus. B4CURA292704Installation du système de remplissage automatique10U"]
["BAT08CMPS60","Sonde Pression - PROJ06A-8SS60","U_METROLOGIE    15","Vérification CURATIVE pression","MC","METR","U222AC","10U","563 154,00","2023-06-13",0,1,0,null,null,"BIOMED_ULIS","BAT08CMPS60Sonde Pression - PROJ06A-8SS60U_METROLOGIE    15Vérification CURATIVE pression10U"]
["GAMR010","Réacteur n°10 fractionnement gamma","CURA292761","Niveau haut dans le réacteur lors du NEP","MC",null,"U441","11U","563 139,00","3000-01-01",0,1,0,null,null,"BIOMED_ULIS","GAMR010Réacteur n°10 fractionnement gammaCURA292761Niveau haut dans le réacteur lors du NEP11U"]
["BAT08","Bâtiment 8 de production","CURA292829","AT 2022 Vérification des SAS ZAC","MC",null,"U200BATP","13U","563 270,00","3000-01-01",0,1,0,null,null,"BIOMED_ULIS","BAT08Bâtiment 8 de productionCURA292829AT 2022 Vérification des SAS ZAC13U"]
["NEP01ST01","Station NEP décongélation","CURA292907","Fuite sur vannes","MC",null,"U236NEP","11U","563 535,00","3000-01-01",0,1,0,null,null,"BIOMED_ULIS","NEP01ST01Station NEP décongélationCURA292907Fuite sur vannes11U"]
["BAT08RC53","Laverie albumine 8RC53","CURA292934","Trace de fuite de soude (NaOH) après NEP 8RC53","MC",null,"U200BATP","11U","563 565,00","3000-01-01",0,1,0,null,null,"BIOMED_ULIS","BAT08RC53Laverie albumine 8RC53CURA292934Trace de fuite de soude (NaOH) après NEP 8RC5311U"]
["DCGPEL100","Ligne de découpe","CURA292983","Défaut capteur porte","MC",null,"U411","11U","563 680,00","3000-01-01",0,1,0,null,null,"BIOMED_ULIS","DCGPEL100Ligne de découpeCURA292983Défaut capteur porte11U"]
["MGGCONG02","Congélateur - 80°C","CURA293017","Inhibition alarme","MC",null,"U168","11U","563 742,00","3000-01-01",0,1,0,null,null,"BIOMED_ULIS","MGGCONG02Congélateur - 80°CCURA293017Inhibition alarme11U"]
["RF24ACC01","Condenseur circuit RF24 GW1/2","CURA293025","Moto-ventilateur N°5 HS","MC",null,"U222RF","10U","563 755,00","3000-01-01",0,1,0,null,null,"BIOMED_ULIS","RF24ACC01Condenseur circuit RF24 GW1/2CURA293025Moto-ventilateur N°5 HS10U"]
["PLABATI814","Centrifugeuse plasma NS 814","CURA293096","Contrôle hauteur bol et turbine","MC",null,"U410","11U","563 993,00","3000-01-01",0,1,0,null,null,"BIOMED_ULIS","PLABATI814Centrifugeuse plasma NS 814CURA293096Contrôle hauteur bol et turbine11U"]
["BAT04","Bâtiment 4 Centrale énergie","CURA293111","Enclenchement ARU","MC",null,"S244","11U","564 009,00","3000-01-01",0,1,0,null,null,"BIOMED_ULIS","BAT04Bâtiment 4 Centrale énergieCURA293111Enclenchement ARU11U"]
["BAT04RC15","Pièce chaufferie B4","CURA293161","Installation de tresses sur les brides réseau gaz","MC",null,"U235BATU","10U","564 079,00","3000-01-01",0,1,0,null,null,"BIOMED_ULIS","BAT04RC15Pièce chaufferie B4CURA293161Installation de tresses sur les brides réseau gaz10U"]
["EXMGGCONG12","Congélateur Froilabo n° 216881","CURA293232"," défaut température haute","MC",null,"U168","11U","564 164,00","3000-01-01",0,1,0,null,null,"BIOMED_ULIS","EXMGGCONG12Congélateur Froilabo n° 216881CURA293232 défaut température haute11U"]
["ADEPLC123_001","Automate Skid 123","CURA293274","Ajout verrine bleu","MC",null,"U421DEAE","12U","564 217,00","3000-01-01",0,1,0,null,null,"BIOMED_ULIS","ADEPLC123_001Automate Skid 123CURA293274Ajout verrine bleu12U"]
["GAMF01","Filtre Pall N°1 FP Gamma","CURA293337","Tige carter HS","MC",null,"U441","11U","564 298,00","3000-01-01",0,1,0,null,null,"BIOMED_ULIS","GAMF01Filtre Pall N°1 FP GammaCURA293337Tige carter HS11U"]
["PLABATI509","Centrifugeuse plasma NS 509","CURA293366","Mise en production","MC",null,"U410","11U","564 387,00","3000-01-01",0,1,0,null,null,"BIOMED_ULIS","PLABATI509Centrifugeuse plasma NS 509CURA293366Mise en production11U"]
["PLABOL267","Bol de centri BKA28 N°267","CURA293392","Démontage et remontage double enveloppe","MC",null,"U410","11U","564 421,00","3000-01-01",0,1,0,null,null,"BIOMED_ULIS","PLABOL267Bol de centri BKA28 N°267CURA293392Démontage et remontage double enveloppe11U"]
["ACCV76","Caisson vent sas déchet décongélation","CURA293450","Opération de maintenance","MC",null,"U222AC","10U","564 541,00","3000-01-01",0,1,0,null,null,"BIOMED_ULIS","ACCV76Caisson vent sas déchet décongélationCURA293450Opération de maintenance10U"]
["BAT08SS14","Pièce bâtiment 8SS14","CURA293480","Intervention sur tuyauterie bouchée","MC",null,"U200BATP","13U","564 573,00","3000-01-01",0,1,0,null,null,"BIOMED_ULIS","BAT08SS14Pièce bâtiment 8SS14CURA293480Intervention sur tuyauterie bouchée13U"]
["PLABOL815","Bol de centri BKA28 N°815","CURA293524","Cloche du Bol tombée par terre","MC",null,"U410","11U","564 614,00","3000-01-01",0,1,0,null,null,"BIOMED_ULIS","PLABOL815Bol de centri BKA28 N°815CURA293524Cloche du Bol tombée par terre11U"]
["WE2CP20","Pompe renvoi surnageant centri gamma","CURA293590","Pompe désarmocée","MC",null,"U236WE","11U","564 682,00","3000-01-01",0,1,0,null,null,"BIOMED_ULIS","WE2CP20Pompe renvoi surnageant centri gammaCURA293590Pompe désarmocée11U"]
["BAT01SS31","Atelier broyage plasma","CURA293672","Joint porte 1SS31 abimé","MC",null,"U200BATP","13U","564 769,00","3000-01-01",0,1,0,null,null,"BIOMED_ULIS","BAT01SS31Atelier broyage plasmaCURA293672Joint porte 1SS31 abimé13U"]
["BAT08PLASMA","Bâtiment 8 atelier décongélation","CURA293710","AT2022: Divers travaux Batiment","MC",null,"U200BATP","13U","564 821,00","3000-01-01",0,1,0,null,null,"BIOMED_ULIS","BAT08PLASMABâtiment 8 atelier décongélationCURA293710AT2022: Divers travaux Batiment13U"]
["AC04MOT01","Moteur soufflage AC04","U_CLIM000214","Remplacement des roulements moteurs CTA","MPS","CLIM","U222AC","10U","596 106,00","2025-07-15",3,1,0,156,1,"BIOMED_ULIS","AC04MOT01Moteur soufflage AC04U_CLIM000214Remplacement des roulements moteurs CTA10U156"]
["AC04F19","Soufflage - Filtre H14 - 8SS60","U_CLIM000138","Remplacement filtre HEPA","MPS","CLIM","U222AC","10U",null,"2028-07-15",3,1,0,"2 190,00",0,"BIOMED_ULIS","AC04F19Soufflage - Filtre H14 - 8SS60U_CLIM000138Remplacement filtre HEPA10U2 190,00"]
["AC04F37","Soufflage - Filtre H14 - 8SS65","U_CLIM000138","Remplacement filtre HEPA","MPS","CLIM","U222AC","10U",null,"2028-07-15",3,1,0,"2 190,00",0,"BIOMED_ULIS",{"$f":"_xlfn.TEXTJOIN(\"\",TRUE,A22722:D22722,H22722,N22722)","v":"AC04F37Soufflage - Filtre H14 - 8SS65U_CLIM000138Remplacement filtre HEPA10U2 190,00"}]
["BAT08CMPS63","Sonde Pression - PROJ06B-8SS63","U_METR000015","Vérification PERIODIQUE pression","MPS","METR","U222AC","10U","616 863,00","2024-11-14",3,1,0,365,0,"BIOMED_ULIS","BAT08CMPS63Sonde Pression - PROJ06B-8SS63U_METR000015Vérification PERIODIQUE pression10U365"]
["EXBAT08CMPS73","Sonde Pression - PROJ19-8SS73","U_METR000015","Vérification PERIODIQUE pression","MPS","METR","U222AC","10U",null,"2022-11-15",3,1,0,365,0,"BIOMED_ULIS","EXBAT08CMPS73Sonde Pression - PROJ19-8SS73U_METR000015Vérification PERIODIQUE pression10U365"]
["PLABOL267","Bol de centri BKA28 N°267","CURA293769","Contrôle Double enveloppe suite à débordement","MC",null,"U410","11U","564 938,00","3000-01-01",0,1,0,null,null,"BIOMED_ULIS","PLABOL267Bol de centri BKA28 N°267CURA293769Contrôle Double enveloppe suite à débordement11U"]
["ALBARM00","Armoire automatisme cuverie albumine","CURA293834","Arret d urgence","MC",null,"U440","11U","565 002,00","3000-01-01",0,1,0,null,null,"BIOMED_ULIS","ALBARM00Armoire automatisme cuverie albumineCURA293834Arret d urgence11U"]
["BAT08RC70","Atelier UF albumine","CURA293882","Dysfonctionnement de la porte 8RC70","MC",null,"U200BATP","13U","565 052,00","3000-01-01",0,1,0,null,null,"BIOMED_ULIS","BAT08RC70Atelier UF albumineCURA293882Dysfonctionnement de la porte 8RC7013U"]
["WFISBD102","Sous boucle eau PPI atelier DEAE","CURA293940","Alarme GTC","MC",null,"U236WFI","11U","565 135,00","3000-01-01",0,1,0,null,null,"BIOMED_ULIS","WFISBD102Sous boucle eau PPI atelier DEAECURA293940Alarme GTC11U"]
["BCHSPC08","Spectrophotomètre UV Cary 60","CURA293994","METROLOGIE CURATIVE","MC",null,"U624UAP","22U","565 193,00","3000-01-01",0,1,0,null,null,"BIOMED_ULIS","BCHSPC08Spectrophotomètre UV Cary 60CURA293994METROLOGIE CURATIVE22U"]
["ALBPV24","Vanne arrivee produit sur ALBTJ","CURA294069","Défaut sur la vanne","MC",null,"U440","11U","565 308,00","3000-01-01",0,1,0,null,null,"BIOMED_ULIS","ALBPV24Vanne arrivee produit sur ALBTJCURA294069Défaut sur la vanne11U"]
["PLAPAL04","Palan électrique articulée centri. plasma","CURA294105","Télécommande PALAN 1SS31, cable visible","MC",null,"U440LEV","15U","565 343,00","3000-01-01",0,1,0,null,null,"BIOMED_ULIS","PLAPAL04Palan électrique articulée centri. plasmaCURA294105Télécommande PALAN 1SS31, cable visible15U"]
["BAT01","Bâtiment 1 commun","CURA294165","Mise en service des arrosages.condenseurs","MC",null,"U235BATU","10U","565 551,00","3000-01-01",0,1,0,null,null,"BIOMED_ULIS","BAT01Bâtiment 1 communCURA294165Mise en service des arrosages.condenseurs10U"]
["DET0001","Réservoir refroidissement centris plasma","CURA294295","Remplacement du Débitmètre","MC",null,"U410","11U","565 778,00","3000-01-01",0,1,0,null,null,"BIOMED_ULIS","DET0001Réservoir refroidissement centris plasmaCURA294295Remplacement du Débitmètre11U"]
["BATUSINE","Bâtiments communs","CURA294318","Pas d'alarme GTC","MC",null,"U235BATU","11U","565 802,00","3000-01-01",0,1,0,null,null,"BIOMED_ULIS","BATUSINEBâtiments communsCURA294318Pas d'alarme GTC11U"]
["APMF02","FILTRE TRES HAUTE EFFICACITE H14","U_CLIM000138","Remplacement filtre HEPA","MPS","CLIM","U222AC","10U",null,"2028-07-15",3,1,0,"2 190,00",0,"BIOMED_ULIS","APMF02FILTRE TRES HAUTE EFFICACITE H14U_CLIM000138Remplacement filtre HEPA10U2 190,00"]
["BAT08ARM41","Armoire monitoring - APM","U_ELEC000035","Vérification Armoires","MPS","ELEC","U222ELE","10U","626 755,00","2026-02-12",3,1,0,104,1,"BIOMED_ULIS","BAT08ARM41Armoire monitoring - APMU_ELEC000035Vérification Armoires10U104"]
["NEP10PLC01","Automate gestion station NEP10","CURA294431","Modif provisoire pour test aspertion GAMR43","PRO",null,"U236NEP","12U","565 928,00","3000-01-01",0,1,0,null,null,"BIOMED_ULIS","NEP10PLC01Automate gestion station NEP10CURA294431Modif provisoire pour test aspertion GAMR4312U"]
["INDUSAPPLI02","Application supervision Decongélation","CURA294526","DCI340093 : Suppression vannes NEP08PV35 et NEP08PV41","PRO",null,"U410","12U","566 035,00","3000-01-01",0,1,0,null,null,"BIOMED_ULIS","INDUSAPPLI02Application supervision DecongélationCURA294526DCI340093 : Suppression vannes NEP08PV35 et NEP08PV4112U"]
["INDUSAPPLI40","Application supervision décongélation B4","CURA294665","DCI 341959 : Intégration vue centri DCG GEA et Historisation sur SCC3","MC",null,"U236DIV","12U","566 209,00","3000-01-01",0,1,0,null,null,"BIOMED_ULIS","INDUSAPPLI40Application supervision décongélation B4CURA294665DCI 341959 : Intégration vue centri DCG GEA et Historisation sur SCC312U"]
["ALBTA","Tableau de pontage sortie réacteurs alb","CURA294750","Bouchonnages des points du TP","MC",null,"U440","11U","566 357,00","3000-01-01",0,1,0,null,null,"BIOMED_ULIS","ALBTATableau de pontage sortie réacteurs albCURA294750Bouchonnages des points du TP11U"]
["OPLETUV04","Enceinte de stabilité ERATIS 25°C","CURA294779","Simulation Alarme OPLTUV04 équipement HS","MC",null,"U601OPL","20U","566 657,00","3000-01-01",0,1,0,null,null,"BIOMED_ULIS","OPLETUV04Enceinte de stabilité ERATIS 25°CCURA294779Simulation Alarme OPLTUV04 équipement HS20U"]
["BAT08ASC01","Monte-charge B8 Nord","U_CONT000046","Visite réglementaire quinquénale ascenseurs/monte-charges","MPS","DEF","U200BATP","15U",null,"2027-08-04",3,1,0,260,1,"BIOMED_ULIS","BAT08ASC01Monte-charge B8 NordU_CONT000046Visite réglementaire quinquénale ascenseurs/monte-charges15U260"]
["BAT08PLC07","Automate monitoring pesée","CURA294948","Modification programme projet uliance","MC",null,"U200BATP","12U","566 947,00","3000-01-01",0,1,0,null,null,"BIOMED_ULIS","BAT08PLC07Automate monitoring peséeCURA294948Modification programme projet uliance12U"]
["BAT08","Bâtiment 8 de production","CURA295033","Aide au projet Uliance","MC",null,"U200BATP","13U","567 058,00","3000-01-01",0,1,0,null,null,"BIOMED_ULIS","BAT08Bâtiment 8 de productionCURA295033Aide au projet Uliance13U"]
["AC01F17","Filtration terminale n°17 clim. 8RC70","CURA295120","Remplacement du filtre ABS","MC",null,"U222AC","10U","567 544,00","3000-01-01",0,1,0,null,null,"BIOMED_ULIS","AC01F17Filtration terminale n°17 clim. 8RC70CURA295120Remplacement du filtre ABS10U"]
["RF10EVA17","Evapo. salle congélateur +20°c  1157","CURA295210","Moto-ventilateur HS et prise en glace","MC",null,"U222RF","10U","567 634,00","3000-01-01",0,1,0,null,null,"BIOMED_ULIS","RF10EVA17Evapo. salle congélateur +20°c  1157CURA295210Moto-ventilateur HS et prise en glace10U"]
["WE2CP20","Pompe renvoi surnageant centri gamma","CURA295329","Pied manquant sur la pompe cuve surnageant en 8RC102","MC",null,"U236WE","11U","567 732,00","3000-01-01",0,1,0,null,null,"BIOMED_ULIS","WE2CP20Pompe renvoi surnageant centri gammaCURA295329Pied manquant sur la pompe cuve surnageant en 8RC10211U"]
["PLAPAL04","Palan électrique articulée centri. plasma","CURA295331","Intervention suite SMP mise à gris","MC",null,"U440LEV","11U","567 734,00","3000-01-01",0,1,0,null,null,"BIOMED_ULIS","PLAPAL04Palan électrique articulée centri. plasmaCURA295331Intervention suite SMP mise à gris11U"]
["CRDCONG05","Congélateur -80°C Panasonic n° 16090386","CURA295581","Connexion de la sonde CRDCMT34  CRDCONG05","MC",null,"U850","10U","567 940,00","3000-01-01",0,1,0,null,null,"BIOTECH_ULIS","CRDCONG05Congélateur -80°C Panasonic n° 16090386CURA295581Connexion de la sonde CRDCMT34  CRDCONG0510U"]
["GAMBOL964","Bol de centri BKA45 n°964","CURA295668","Démontage et remontage double enveloppe","MC",null,"U441","11U","568 095,00","3000-01-01",0,1,0,null,null,"BIOMED_ULIS","GAMBOL964Bol de centri BKA45 n°964CURA295668Démontage et remontage double enveloppe11U"]
["GAMC22","Centrifugeuse n°2 gamma","CURA295669","Remplacement du joint de couvercle","MC",null,"U441","11U","568 096,00","3000-01-01",0,1,0,null,null,"BIOMED_ULIS","GAMC22Centrifugeuse n°2 gammaCURA295669Remplacement du joint de couvercle11U"]
["PLAR01","Mélangeur fondoir plasma n°1","CURA295729","Manque joint de tremi","MC",null,"U410","11U","568 160,00","3000-01-01",0,1,0,null,null,"BIOMED_ULIS","PLAR01Mélangeur fondoir plasma n°1CURA295729Manque joint de tremi11U"]
["AC40CD11","Condenseur clim 18102/103/104/105/107","CURA295791","La clim ne fonctionne pas","MC",null,"U222AC","10U","568 238,00","3000-01-01",0,1,0,null,null,"BIOMED_ULIS","AC40CD11Condenseur clim 18102/103/104/105/107CURA295791La clim ne fonctionne pas10U"]
["GAMCT22","Réacteur uf gamma","CURA295940","Défaut contrôle conductivité rinçage final en nep","MC",null,"U441","11U","568 415,00","3000-01-01",0,1,0,null,null,"BIOMED_ULIS","GAMCT22Réacteur uf gammaCURA295940Défaut contrôle conductivité rinçage final en nep11U"]
["AC06","Air climatisé +4°C atelier albumine B8","CURA295949","Défaut mineur","MC",null,"U222AC","11U","568 424,00","3000-01-01",0,1,0,null,null,"BIOMED_ULIS","AC06Air climatisé +4°C atelier albumine B8CURA295949Défaut mineur11U"]
["UDP3CMW06","Balance 34kg/50g","CURA295995","Balance HS (plus d'affichage) suite à l'inondation","MC",null,"U851","11U","568 488,00","3000-01-01",0,1,0,null,null,"BIOTECH_ULIS","UDP3CMW06Balance 34kg/50gCURA295995Balance HS (plus d'affichage) suite à l'inondation11U"]
["GAMCT21","Réacteur uf gamma","CURA296034","Demande de vidange","MC",null,"U441","11U","568 808,00","3000-01-01",0,1,0,null,null,"BIOMED_ULIS","GAMCT21Réacteur uf gammaCURA296034Demande de vidange11U"]
["BAT08COMMUN","Bâtiment 8 communs","CURA296062","Plus d'éclairage en 8RC113 au quai B8","MC",null,"U222ELE","10U","568 851,00","3000-01-01",0,1,0,null,null,"BIOMED_ULIS","BAT08COMMUNBâtiment 8 communsCURA296062Plus d'éclairage en 8RC113 au quai B810U"]
["LPRSPC06","Spèctrophotomètre UV Cary 60","CURA276068","Métrologie curative","MC",null,"U440COM","24U","569 402,00","3000-01-01",0,1,0,null,null,"BIOMED_ULIS","LPRSPC06Spèctrophotomètre UV Cary 60CURA276068Métrologie curative24U"]
["BAT08","Bâtiment 8 de production","CURA296245","Réglage porte 8rc69","MC",null,"U200BATP","13U","569 538,00","3000-01-01",0,1,0,null,null,"BIOMED_ULIS","BAT08Bâtiment 8 de productionCURA296245Réglage porte 8rc6913U"]
["PLACENTRI","Equipements centrifugation plasma","CURA296355","Assistance montage + réfection pièce de guidage","MC",null,"U410","11U","569 798,00","3000-01-01",0,1,0,null,null,"BIOMED_ULIS","PLACENTRIEquipements centrifugation plasmaCURA296355Assistance montage + réfection pièce de guidage11U"]
["ADESKID01","Skid de package-dépackage","CURA296421","Difficulté Ppe GD","MC",null,"U421DEAE","11U","569 879,00","3000-01-01",0,1,0,null,null,"BIOMED_ULIS","ADESKID01Skid de package-dépackageCURA296421Difficulté Ppe GD11U"]
["EX1MGGCEL01","Chariot élévateur élec. n°1 tridirect.","CURA296490","Chariot Tridirectionnel H.S","MC",null,"U168","13U","570 126,00","3000-01-01",0,1,0,null,null,"BIOMED_ULIS","EX1MGGCEL01Chariot élévateur élec. n°1 tridirect.CURA296490Chariot Tridirectionnel H.S13U"]
["GAMT21","Tableau de pontage centri 21","CURA296557","Présence de rouille sur tableau de pontage GAMT21","MC","AR","U441","11U","570 272,00","3000-01-01",0,1,0,null,null,"BIOMED_ULIS","GAMT21Tableau de pontage centri 21CURA296557Présence de rouille sur tableau de pontage GAMT2111U"]
["BAT01","Bâtiment 1 commun","CURA296607","Formation consignation","MC",null,"U235BATU","13U","570 333,00","3000-01-01",0,1,0,null,null,"BIOMED_ULIS","BAT01Bâtiment 1 communCURA296607Formation consignation13U"]
["HNOPV407","Vanne alim. cuve stockage HNOT01","CURA296728","Défaut compte rendu de la vanne","MC",null,"U236NEP","11U","570 470,00","3000-01-01",0,1,0,null,null,"BIOMED_ULIS","HNOPV407Vanne alim. cuve stockage HNOT01CURA296728Défaut compte rendu de la vanne11U"]
["RF04ARM01","Armoire électrique automatisme -40°C R&D","CURA296801","Appel gtc","MC",null,"U222RF","11U","570 571,00","3000-01-01",0,1,0,null,null,"BIOMED_ULIS","RF04ARM01Armoire électrique automatisme -40°C R&DCURA296801Appel gtc11U"]
["BAT08P201","Pièce bâtiment 8P201","CURA296836","Remplacement de la porte 8P201","MC",null,"U200BATP","13U","570 600,00","3000-01-01",0,1,0,null,null,"BIOMED_ULIS","BAT08P201Pièce bâtiment 8P201CURA296836Remplacement de la porte 8P20113U"]
["BAT01SS35","Laverie plasma","CURA296859","Ecaillement de la résine au sol","MC",null,"U200BATP","61U","570 650,00","3000-01-01",0,1,0,null,null,"BIOMED_ULIS","BAT01SS35Laverie plasmaCURA296859Ecaillement de la résine au sol61U"]
["BAT04","Bâtiment 4 Centrale énergie","CURA296897","Ronde technique","MC",null,"S244","11U","570 697,00","3000-01-01",0,1,0,null,null,"BIOMED_ULIS","BAT04Bâtiment 4 Centrale énergieCURA296897Ronde technique11U"]
["OPLCONG50","Congélateur FROILABO n° 503465","CURA296995","Alarme gtc","MC",null,"U601OPL","11U","570 807,00","3000-01-01",0,1,0,null,null,"BIOMED_ULIS","OPLCONG50Congélateur FROILABO n° 503465CURA296995Alarme gtc11U"]
["AC24F12","Filtre terminale 8RC233","CURA297081","FUITE AU NIVEAU DU DETECTEUR","MC",null,"U222AC","10U","570 911,00","3000-01-01",0,1,0,null,null,"BIOMED_ULIS","AC24F12Filtre terminale 8RC233CURA297081FUITE AU NIVEAU DU DETECTEUR10U"]
["PW3CMP311","Mesure de pression sortie concentrat CDI n°3 & 4","U_METR000015","Vérification PERIODIQUE pression","MPS","METR","U236PW","11U","652 881,00","2025-09-28",3,1,0,365,0,"BIOMED_ULIS","PW3CMP311Mesure de pression sortie concentrat CDI n°3 & 4U_METR000015Vérification PERIODIQUE pression11U365"]
["COMBOL01","Bol BKI n°1736-445","CURA297170","Polissage de la pièce 200 (chambre inférieure)","MC",null,"U411","11U","571 032,00","3000-01-01",0,1,0,null,null,"BIOMED_ULIS","COMBOL01Bol BKI n°1736-445CURA297170Polissage de la pièce 200 (chambre inférieure)11U"]
["ADER185_001","Cuve mobile 400L","CURA297208","Pas d'agitation","MC",null,"U421DEAE","11U","571 084,00","3000-01-01",0,1,0,null,null,"BIOMED_ULIS","ADER185_001Cuve mobile 400LCURA297208Pas d'agitation11U"]
["BAT11MGG","Bâtiment 11 partie magasin général","CURA297295","Remplacement d'une borne DECT","MC",null,"U200BATP","13U","571 414,00","3000-01-01",0,1,0,null,null,"BIOMED_ULIS","BAT11MGGBâtiment 11 partie magasin généralCURA297295Remplacement d'une borne DECT13U"]
["TECHCEL08","Elévateur de personnel  serv. tech.","CURA297323","Vérin nacelle HS","MC",null,"U200","15U","571 440,00","3000-01-01",0,1,0,null,null,"BIOMED_ULIS","TECHCEL08Elévateur de personnel  serv. tech.CURA297323Vérin nacelle HS15U"]
["GAMUF","Equipements atelier ultra filtr. gamma","CURA297419","Ecouvillonage","MC",null,"U441","11U","571 750,00","3000-01-01",0,1,0,null,null,"BIOMED_ULIS","GAMUFEquipements atelier ultra filtr. gammaCURA297419Ecouvillonage11U"]
["GAMR009","Réacteur n°09 fractionnement gamma","CURA297502","Controle leche paroie","CON",null,"U441","11U","571 833,00","3000-01-01",0,1,0,null,null,"BIOMED_ULIS","GAMR009Réacteur n°09 fractionnement gammaCURA297502Controle leche paroie11U"]
["BAT08PTA53","Porte auto battante PORTALP 8RC68/06","CURA297569","Ouverture automatique en panne en 8RC68 coté production","MC",null,"U200BATP","13U","571 927,00","3000-01-01",0,1,0,null,null,"BIOMED_ULIS","BAT08PTA53Porte auto battante PORTALP 8RC68/06CURA297569Ouverture automatique en panne en 8RC68 coté production13U"]
["BAT08RC104","Atelier  FP immunoglobuline","CURA297691","Absence d'identification de locaux 8RC104","MC",null,"U200BATP","13U","572 084,00","3000-01-01",0,1,0,null,null,"BIOMED_ULIS","BAT08RC104Atelier  FP immunoglobulineCURA297691Absence d'identification de locaux 8RC10413U"]
["AC13CT13","Caisson de trait. air cryosas B8","CURA297798","Remplacer chemin de cable et prévoir un systeme d'acces","SER",null,"U222AC","10U","572 203,00","3000-01-01",0,1,0,null,null,"BIOMED_ULIS","AC13CT13Caisson de trait. air cryosas B8CURA297798Remplacer chemin de cable et prévoir un systeme d'acces10U"]
["GAMCT21","Réacteur uf gamma","CURA297846","Démontage lèche paroi","MPC",null,"U441","11U","572 275,00","3000-01-01",0,1,0,null,null,"BIOMED_ULIS","GAMCT21Réacteur uf gammaCURA297846Démontage lèche paroi11U"]
["BAT08","Bâtiment 8 de production","CURA297864","Recharge gw sur gamr41/42/43","MC",null,"U200BATP","11U","572 302,00","3000-01-01",0,1,0,null,null,"BIOMED_ULIS","BAT08Bâtiment 8 de productionCURA297864Recharge gw sur gamr41/42/4311U"]
["TAMPV112_126","Vanne à membrane auto manchette","CURA298028","Vanne en défaut","MC",null,"U421DEAE","11U","573 034,00","3000-01-01",0,1,0,null,null,"BIOMED_ULIS","TAMPV112_126Vanne à membrane auto manchetteCURA298028Vanne en défaut11U"]
["GW5/6/7","Production distri. eau glycolée +20°C","CURA298053","Appel GTC","MC",null,"U222GW","11U","573 064,00","3000-01-01",0,1,0,null,null,"BIOMED_ULIS","GW5/6/7Production distri. eau glycolée +20°CCURA298053Appel GTC11U"]
["GAMR010","Réacteur n°10 fractionnement gamma","CURA298102","Refroidissement aprés nep","MC",null,"U441","11U","573 137,00","3000-01-01",0,1,0,null,null,"BIOMED_ULIS","GAMR010Réacteur n°10 fractionnement gammaCURA298102Refroidissement aprés nep11U"]
["GAMCT22","Réacteur uf gamma","CURA298137","Consignation","CON",null,"U441","11U","573 174,00","3000-01-01",0,1,0,null,null,"BIOMED_ULIS","GAMCT22Réacteur uf gammaCURA298137Consignation11U"]
["WFISBD102","Sous boucle eau PPI atelier DEAE","CURA298214","Appel gtc","MC",null,"U236WFI","11U","573 273,00","3000-01-01",0,1,0,null,null,"BIOMED_ULIS","WFISBD102Sous boucle eau PPI atelier DEAECURA298214Appel gtc11U"]
["BAT08SS73","ACCES SOUS-SOL ET TABLE ELEVATRICE","CURA298306","Aimants de la porte en 8SS73 accès 8SS63 qui ne fonctionnent plus","MC",null,"U200BATP","30U",null,"2022-10-05",0,1,0,null,null,"BIOMED_ULIS","BAT08SS73ACCES SOUS-SOL ET TABLE ELEVATRICECURA298306Aimants de la porte en 8SS73 accès 8SS63 qui ne fonctionnent plus30U"]
["NEP01ST01","Station NEP décongélation","CURA298393","Défaut objet non pret","MC",null,"U236NEP","11U","573 686,00","3000-01-01",0,1,0,null,null,"BIOMED_ULIS","NEP01ST01Station NEP décongélationCURA298393Défaut objet non pret11U"]
["BAT08RC59","Atelier UF albumine","CURA298445","Fuite","MC",null,"U200BATP","11U","573 752,00","3000-01-01",0,1,0,null,null,"BIOMED_ULIS","BAT08RC59Atelier UF albumineCURA298445Fuite11U"]
["BAT08RC71","Atelier laverie FP albumine","CURA298476","Tache de rouille au niveau de la plinthe en 8RC71","MC",null,"U200BATP","13U","573 792,00","3000-01-01",0,1,0,null,null,"BIOMED_ULIS","BAT08RC71Atelier laverie FP albumineCURA298476Tache de rouille au niveau de la plinthe en 8RC7113U"]
["WFISBD208","Sous boucle de distribution extension B8","CURA298525","Défaut température haut WFICMT54","MC",null,"U236WFI","11U","573 838,00","3000-01-01",0,1,0,null,null,"BIOMED_ULIS","WFISBD208Sous boucle de distribution extension B8CURA298525Défaut température haut WFICMT5411U"]
["HNA","Stockage et distribution soude","CURA298621","Niveau haut HNAT02","MC",null,"U236NEP","11U","573 953,00","3000-01-01",0,1,0,null,null,"BIOMED_ULIS","HNAStockage et distribution soudeCURA298621Niveau haut HNAT0211U"]
["GAMR010","Réacteur n°10 fractionnement gamma","CURA298624","Défaut de vanne de fond de cuve","MC",null,"U441","11U","573 956,00","3000-01-01",0,1,0,null,null,"BIOMED_ULIS","GAMR010Réacteur n°10 fractionnement gammaCURA298624Défaut de vanne de fond de cuve11U"]
["WFISBD208","Sous boucle de distribution extension B8","CURA298716","Défaut température retour haut","MC",null,"U236WFI","11U","574 161,00","3000-01-01",0,1,0,null,null,"BIOMED_ULIS","WFISBD208Sous boucle de distribution extension B8CURA298716Défaut température retour haut11U"]
["BAT11","Bâtiment 11 Magasin général et plasma","CURA298767","Nettoyage murs atelier réception 11RC10","MC",null,"U235BATL","13U","574 211,00","3000-01-01",0,1,0,null,null,"BIOMED_ULIS","BAT11Bâtiment 11 Magasin général et plasmaCURA298767Nettoyage murs atelier réception 11RC1013U"]
["PLAELEV05","Elévateur pneumatique plasma n°5","CURA298838","Capteur bac de réception PLAELEV05 mal réglé en position fermé","MC",null,"U410","11U","574 305,00","3000-01-01",0,1,0,null,null,"BIOMED_ULIS","PLAELEV05Elévateur pneumatique plasma n°5CURA298838Capteur bac de réception PLAELEV05 mal réglé en position fermé11U"]
["ALBFP05","Filtre presse temps IV","CURA298926","Ronde de contrôle","MC",null,"U440","11U","574 447,00","3000-01-01",0,1,0,null,null,"BIOMED_ULIS","ALBFP05Filtre presse temps IVCURA298926Ronde de contrôle11U"]
["PLAELEV04","Elévateur pneumatique plasma n°4","CURA298974","Défaut de l'élévateur 4 au niveau du capteur verin","MC",null,"U410","11U","574 488,00","3000-01-01",0,1,0,null,null,"BIOMED_ULIS","PLAELEV04Elévateur pneumatique plasma n°4CURA298974Défaut de l'élévateur 4 au niveau du capteur verin11U"]
["IS1","Production de vapeur industrielle B4","CURA299024","Rangement","SER",null,"U222IS","10U","574 538,00","3000-01-01",0,1,0,null,null,"BIOMED_ULIS","IS1Production de vapeur industrielle B4CURA299024Rangement10U"]
["GAMR02","Cuve n°2 remise en solution pâtes gamma","CURA299131","Le soutirage ne se fait pas","MCU",null,"U441","11U","574 647,00","3000-01-01",0,1,0,null,null,"BIOMED_ULIS","GAMR02Cuve n°2 remise en solution pâtes gammaCURA299131Le soutirage ne se fait pas11U"]
["PLAELEV05","Elévateur pneumatique plasma n°5","CURA299207","Problème de fermeture bac de réception","MC",null,"U410","11U","574 884,00","3000-01-01",0,1,0,null,null,"BIOMED_ULIS","PLAELEV05Elévateur pneumatique plasma n°5CURA299207Problème de fermeture bac de réception11U"]
["BCHCMQ108","Picus 5 mL n°42986147","U_METROLOGIE    26","Vérification CURATIVE labo extérieur","MC","METR","U624UAP","22U",null,"2050-10-20",0,1,0,null,null,"BIOMED_ULIS","BCHCMQ108Picus 5 mL n°42986147U_METROLOGIE    26Vérification CURATIVE labo extérieur22U"]
["MGPPTA10","Porte auto. enrou. entrée cf n°10","CURA299305","Rideau bloqué","MC",null,"U406","13U","575 046,00","3000-01-01",0,1,0,null,null,"BIOMED_ULIS","MGPPTA10Porte auto. enrou. entrée cf n°10CURA299305Rideau bloqué13U"]
["GAMBOL287","Bol de centri BKA45 n°287","CURA299352","Problématique de serrage chapeau de bol","MC",null,"U441","11U","575 326,00","3000-01-01",0,1,0,null,null,"BIOMED_ULIS","GAMBOL287Bol de centri BKA45 n°287CURA299352Problématique de serrage chapeau de bol11U"]
["PLABOL815","Bol de centri BKA28 N°815","CURA299384","Contrôle bol suite a chute","MC",null,"U410","11U","575 361,00","3000-01-01",0,1,0,null,null,"BIOMED_ULIS","PLABOL815Bol de centri BKA28 N°815CURA299384Contrôle bol suite a chute11U"]
["GAMR20","Réacteur UF gamma","CURA299429","Demande de changement de joints blancs défectueux sur les manivelles de fermeture du trou d'homme GAMR20","MC",null,"U441","11U","575 419,00","3000-01-01",0,1,0,null,null,"BIOMED_ULIS","GAMR20Réacteur UF gammaCURA299429Demande de changement de joints blancs défectueux sur les manivelles de fermeture du trou d'homme GAMR2011U"]
["PLAPP08","Pompe prélèvement cuve PLAT004","CURA299469","Installation nouvelle pompe","MC",null,"U410","11U","575 454,00","3000-01-01",0,1,0,null,null,"BIOMED_ULIS","PLAPP08Pompe prélèvement cuve PLAT004CURA299469Installation nouvelle pompe11U"]
["MGPDES03","Déshydrateur SAS CF36","CURA299549","Suite à visite de maintenance opération correctives nécessaire","MC","AR","U222RF","10U","575 922,00","3000-01-01",0,1,0,null,null,"BIOMED_ULIS","MGPDES03Déshydrateur SAS CF36CURA299549Suite à visite de maintenance opération correctives nécessaire10U"]
["BAT01SS41","Sas sortie déchets décongélation","CURA299582","1SS41 Grille ACCV76F01 enfoncée","MC",null,"U200BATP","10U","575 960,00","3000-01-01",0,1,0,null,null,"BIOMED_ULIS","BAT01SS41Sas sortie déchets décongélationCURA2995821SS41 Grille ACCV76F01 enfoncée10U"]
["DCGPEL100","Ligne de découpe","CURA299608","Défaut de porte","MC",null,"U411","11U","575 986,00","3000-01-01",0,1,0,null,null,"BIOMED_ULIS","DCGPEL100Ligne de découpeCURA299608Défaut de porte11U"]
["ADEPV114_013","Vanne à membrane by-pass colonne DEAE","CURA299641","Défaut sur le vanne","MC",null,"U421DEAE","11U","576 023,00","3000-01-01",0,1,0,null,null,"BIOMED_ULIS","ADEPV114_013Vanne à membrane by-pass colonne DEAECURA299641Défaut sur le vanne11U"]
["BAT08RC62","Atelier cuverie albumine/immunoglobuline","CURA299728","8RC62  Tôle au plafond décollée (au dessus de GAMARM04)","MC",null,"U200BATP","13U","576 110,00","3000-01-01",0,1,0,null,null,"BIOMED_ULIS","BAT08RC62Atelier cuverie albumine/immunoglobulineCURA2997288RC62  Tôle au plafond décollée (au dessus de GAMARM04)13U"]
["BAT08RC99","Atelier broyage immunoglobuline","CURA299736","8RC99 reprise sol","MC",null,"U200BATP","13U","576 124,00","3000-01-01",0,1,0,null,null,"BIOMED_ULIS","BAT08RC99Atelier broyage immunoglobulineCURA2997368RC99 reprise sol13U"]
["PLAPP10","Pompe sortie fondoir n°1 PLAR01","CURA299762","1SS28 Pompe PLAPP10 rouillée","MC",null,"U410","11U","576 151,00","3000-01-01",0,1,0,null,null,"BIOMED_ULIS","PLAPP10Pompe sortie fondoir n°1 PLAR01CURA2997621SS28 Pompe PLAPP10 rouillée11U"]
["PLAGER04","Gerbeur élec. n°4 découpe poches","CURA299789","Retouches peinture + plaquette noire qui se détache","MC",null,"U440LEV","15U","576 174,00","3000-01-01",0,1,0,null,null,"BIOMED_ULIS","PLAGER04Gerbeur élec. n°4 découpe pochesCURA299789Retouches peinture + plaquette noire qui se détache15U"]
["BAT08RC62","Atelier cuverie albumine/immunoglobuline","CURA299829","8RC62 Passerelle  Scotch alu + Etiquettes détection chaud à changer","MC",null,"U200BATP","11U","576 224,00","3000-01-01",0,1,0,null,null,"BIOMED_ULIS","BAT08RC62Atelier cuverie albumine/immunoglobulineCURA2998298RC62 Passerelle  Scotch alu + Etiquettes détection chaud à changer11U"]
["BAT08RC60","Atelier filtre presse albumine","CURA299864","8RC60 Passivation entonnoir prélèvement + canalisation","MC",null,"U200BATP","11U","576 282,00","3000-01-01",0,1,0,null,null,"BIOMED_ULIS","BAT08RC60Atelier filtre presse albumineCURA2998648RC60 Passivation entonnoir prélèvement + canalisation11U"]
["PLABOL509","Bol de centri BKA28 N°509","CURA299920","Entrée du bol pour PLAC02","MC",null,"U410","11U","576 337,00","3000-01-01",0,1,0,null,null,"BIOMED_ULIS","PLABOL509Bol de centri BKA28 N°509CURA299920Entrée du bol pour PLAC0211U"]
["PLAELEV05","Elévateur pneumatique plasma n°5","CURA299993","Elevateur en défaut","MC",null,"U410","11U","576 557,00","3000-01-01",0,1,0,null,null,"BIOMED_ULIS","PLAELEV05Elévateur pneumatique plasma n°5CURA299993Elevateur en défaut11U"]
["GAMR010","Réacteur n°10 fractionnement gamma","CURA300054","Raz pesons","MC",null,"U441","11U","576 683,00","3000-01-01",0,1,0,null,null,"BIOMED_ULIS","GAMR010Réacteur n°10 fractionnement gammaCURA300054Raz pesons11U"]
["BAT11PTA08","Porte auto. enroulement rampe accès","CURA300147","Porte bloqué ouverte","MC",null,"U200BATP","13U","576 918,00","3000-01-01",0,1,0,null,null,"BIOMED_ULIS","BAT11PTA08Porte auto. enroulement rampe accèsCURA300147Porte bloqué ouverte13U"]
["PLAPLC01","Station automate centrifugation plasma","CURA300187","Défaut Nep et renvoi surnageant","MC",null,"U410","11U","576 965,00","3000-01-01",0,1,0,null,null,"BIOMED_ULIS","PLAPLC01Station automate centrifugation plasmaCURA300187Défaut Nep et renvoi surnageant11U"]
["CQBCONG03","Cong -80°C n° 216949 stockage échantillons","U_LABO000018","Intervention curative","MC","DEF","U633","71U","577 010,00","3000-01-01",0,1,0,null,null,"BIOTECH_ULIS","CQBCONG03Cong -80°C n° 216949 stockage échantillonsU_LABO000018Intervention curative71U"]
["DDPEQUIP","Equipements dévelop. préclinique r & d","CURA300253","Fuite d'huile sur gong de la porte 1281","MC",null,"U850","13U","577 047,00","3000-01-01",0,1,0,null,null,"BIOTECH_ULIS","DDPEQUIPEquipements dévelop. préclinique r & dCURA300253Fuite d'huile sur gong de la porte 128113U"]
["BAT08PTA41","Porte auto coulis. FERMOD 8RC206/8RC209","CURA300313","Porte automatique/8RC209 Hors Service","MC",null,"U200BATP","13U","577 113,00","3000-01-01",0,1,0,null,null,"BIOMED_ULIS","BAT08PTA41Porte auto coulis. FERMOD 8RC206/8RC209CURA300313Porte automatique/8RC209 Hors Service13U"]
["HNOPP04","Pompe distrib. acide nitrique vers B4","CURA300367","Problème amorçage des machines à laver Udecnew","MC",null,"U236NEP","11U","577 184,00","3000-01-01",0,1,0,null,null,"BIOMED_ULIS","HNOPP04Pompe distrib. acide nitrique vers B4CURA300367Problème amorçage des machines à laver Udecnew11U"]
["PLAPP02","Pompe envoi plasma vers PLAC01","U_MECA000245","Maintenance pompe","MPS","MECA","U410","11U",null,"2049-11-09",3,1,0,365,0,"BIOMED_ULIS","PLAPP02Pompe envoi plasma vers PLAC01U_MECA000245Maintenance pompe11U365"]
["BAT08RC32","Vestiaires hommes production","CURA300528","8RC 32 : Silicone à ajouter au niveau du coin du luminaire","MC",null,"U200BATP","10U","577 485,00","3000-01-01",0,1,0,null,null,"BIOMED_ULIS","BAT08RC32Vestiaires hommes productionCURA3005288RC 32 : Silicone à ajouter au niveau du coin du luminaire10U"]
["PLAPEL03","Machine à peler les poches plasma","CURA300587","Inversion de phase sur la peleuse","MC",null,"U410","11U","577 776,00","3000-01-01",0,1,0,null,null,"BIOMED_ULIS","PLAPEL03Machine à peler les poches plasmaCURA300587Inversion de phase sur la peleuse11U"]
["GAMR010","Réacteur n°10 fractionnement gamma","CURA300614","Démontage lèche paroi","MC",null,"U441","11U","577 806,00","3000-01-01",0,1,0,null,null,"BIOMED_ULIS","GAMR010Réacteur n°10 fractionnement gammaCURA300614Démontage lèche paroi11U"]
["APMELEV01","Table élévatrice Atelier Prépa. Mat.","CURA300661","Défaut lors de la descente","MC",null,"DEF","11U","577 848,00","3000-01-01",0,1,0,null,null,"ULIS","APMELEV01Table élévatrice Atelier Prépa. Mat.CURA300661Défaut lors de la descente11U"]
["BAT11","Bâtiment 11 Magasin général et plasma","CURA300716","Protécion sol rideaux B11 a refixer","MC",null,"U235BATL","13U","577 920,00","3000-01-01",0,1,0,null,null,"BIOMED_ULIS","BAT11Bâtiment 11 Magasin général et plasmaCURA300716Protécion sol rideaux B11 a refixer13U"]
["BAT08RC218","Local Stockage matériel ADEAE","CURA300752","8RC218 groom à refixer, cache paumelle","MC",null,"U200BATP","13U","578 002,00","3000-01-01",0,1,0,null,null,"BIOMED_ULIS","BAT08RC218Local Stockage matériel ADEAECURA3007528RC218 groom à refixer, cache paumelle13U"]
["BAT08","Bâtiment 8 de production","CURA300803","REFIXER LE SUPPORT DE BÄCHE","MC",null,"U200BATP","13U","578 057,00","3000-01-01",0,1,0,null,null,"BIOMED_ULIS","BAT08Bâtiment 8 de productionCURA300803REFIXER LE SUPPORT DE BÄCHE13U"]
["BAT08RC100","Salle tableaux pontage albumine","CURA300922","8RC100 Manque vis sur le support pompe murzan","MC",null,"U200BATP","11U","578 182,00","3000-01-01",0,1,0,null,null,"BIOMED_ULIS","BAT08RC100Salle tableaux pontage albumineCURA3009228RC100 Manque vis sur le support pompe murzan11U"]
["PLAELEV03","Elévateur pneumatique plasma n°3","CURA300959","Problème élévateur bloqué","MC",null,"U410","11U","578 227,00","3000-01-01",0,1,0,null,null,"BIOMED_ULIS","PLAELEV03Elévateur pneumatique plasma n°3CURA300959Problème élévateur bloqué11U"]
["BAT08SS73","ACCES SOUS-SOL ET TABLE ELEVATRICE","CURA300972","8SS73 Angle du mur abimé","MC",null,"U200BATP","13U","578 237,00","3000-01-01",0,1,0,null,null,"BIOMED_ULIS","BAT08SS73ACCES SOUS-SOL ET TABLE ELEVATRICECURA3009728SS73 Angle du mur abimé13U"]
["ADECR112","Skid chromato DEAEFF","CURA301021","Remplacement du détecteur de bulles","MC",null,"U421DEAE","11U","578 300,00","3000-01-01",0,1,0,null,null,"BIOMED_ULIS","ADECR112Skid chromato DEAEFFCURA301021Remplacement du détecteur de bulles11U"]
["RF14EVA02","Evaporateur couloir cf n°13 - 40°C","CURA301101","Dégivrage du caisson","MC",null,"U222RF","10U","578 370,00","3000-01-01",0,1,0,null,null,"BIOMED_ULIS","RF14EVA02Evaporateur couloir cf n°13 - 40°CCURA301101Dégivrage du caisson10U"]
["NEP05ST05","Station NEP laverie Albumine","CURA301126","Défaut manque solution de lavage","MC",null,"U236NEP","11U","578 408,00","3000-01-01",0,1,0,null,null,"BIOMED_ULIS","NEP05ST05Station NEP laverie AlbumineCURA301126Défaut manque solution de lavage11U"]
["BAT08RC215","Laverie ADEAE","CURA301172","8RC215 Passivation barre de protection inox à côté du box NEP + plaque porte local technique","MC",null,"U200BATP","13U","578 440,00","3000-01-01",0,1,0,null,null,"BIOMED_ULIS","BAT08RC215Laverie ADEAECURA3011728RC215 Passivation barre de protection inox à côté du box NEP + plaque porte local technique13U"]
["PLAPV24","Vanne pour le nep de PLAHV02","CURA301247","Defaut de CR","MC",null,"U410","11U","578 535,00","3000-01-01",0,1,0,null,null,"BIOMED_ULIS","PLAPV24Vanne pour le nep de PLAHV02CURA301247Defaut de CR11U"]
["NEP05ST05","Station NEP laverie Albumine","CURA301340","Vidange de la sous station","MC",null,"U236NEP","11U","578 694,00","3000-01-01",0,1,0,null,null,"BIOMED_ULIS","NEP05ST05Station NEP laverie AlbumineCURA301340Vidange de la sous station11U"]
["BAT08RC59","Atelier UF albumine","CURA301360","8RC59 : Luminaire abimé + manque vis","MC",null,"U200BATP","10U","578 711,00","3000-01-01",0,1,0,null,null,"BIOMED_ULIS","BAT08RC59Atelier UF albumineCURA3013608RC59 : Luminaire abimé + manque vis10U"]
["ADECMW001","Balance mettler 1500kg/0,2kg n°3168958","CURA301422","Passivation balance ADECMW001","MC",null,"U421DEAE","11U","578 781,00","3000-01-01",0,1,0,null,null,"BIOMED_ULIS","ADECMW001Balance mettler 1500kg/0,2kg n°3168958CURA301422Passivation balance ADECMW00111U"]
["AC401F49","Filtre terminal 4RC407","CURA301490","4RC407 : Manque étiquette plafond grille AC401F49","MC",null,"U222AC","10U","579 068,00","3000-01-01",0,1,0,null,null,"BIOMED_ULIS","AC401F49Filtre terminal 4RC407CURA3014904RC407 : Manque étiquette plafond grille AC401F4910U"]
["BAT08RC62","Atelier cuverie albumine/immunoglobuline","CURA301538","BAT08RC62 Passerelle Passivation canalisation Air comprimé","MC",null,"U200BATP","11U","579 205,00","3000-01-01",0,1,0,null,null,"BIOMED_ULIS","BAT08RC62Atelier cuverie albumine/immunoglobulineCURA301538BAT08RC62 Passerelle Passivation canalisation Air comprimé11U"]
["PW32","Prod. Eau purifiée ORION n°2","CURA301568","Défaut intensité pré UV","MC",null,"U236PW","11U","592 195,00","3000-01-01",0,1,0,null,null,"BIOMED_ULIS","PW32Prod. Eau purifiée ORION n°2CURA301568Défaut intensité pré UV11U"]
["INTR74","Conteneur poche 500 litres","CURA301639","Réparation d'un container 500 l","MC",null,"U440","13U","579 465,00","3000-01-01",0,1,0,null,null,"BIOMED_ULIS","INTR74Conteneur poche 500 litresCURA301639Réparation d'un container 500 l13U"]
["ALBTA","Tableau de pontage sortie réacteurs alb","CURA301691","Ajout d'un arrêt d'urgence en dehors du local 8RC123","MC",null,"U440","11U","579 834,00","3000-01-01",0,1,0,null,null,"BIOMED_ULIS","ALBTATableau de pontage sortie réacteurs albCURA301691Ajout d'un arrêt d'urgence en dehors du local 8RC12311U"]
["BAT08RC44","Atelier mise en poches UF2","CURA301758","8RC44 scotch a retirer détecteur /// rideau flux laminaire  /// reglage de la porte","MC",null,"U200BATP","13U","579 960,00","3000-01-01",0,1,0,null,null,"BIOMED_ULIS","BAT08RC44Atelier mise en poches UF2CURA3017588RC44 scotch a retirer détecteur /// rideau flux laminaire  /// reglage de la porte13U"]
["WFISBD105","Ss boucle FP T I+II+III et laverie 8RC71","CURA301912","Défaut échangeur","MC",null,"U236WFI","11U","580 232,00","3000-01-01",0,1,0,null,null,"BIOMED_ULIS","WFISBD105Ss boucle FP T I+II+III et laverie 8RC71CURA301912Défaut échangeur11U"]
["PLAJDV02","Vanne en T intro vidange bols","CURA301991","Defaut de cr de vanne","MC",null,"U410","11U","580 590,00","3000-01-01",0,1,0,null,null,"BIOMED_ULIS","PLAJDV02Vanne en T intro vidange bolsCURA301991Defaut de cr de vanne11U"]
["PE10","Stockage et distribution éthanol","CURA302016","Pe10pv108 en defaut","MC",null,"U236PE","11U","580 618,00","3000-01-01",0,1,0,null,null,"BIOMED_ULIS","PE10Stockage et distribution éthanolCURA302016Pe10pv108 en defaut11U"]
["BAT04RC419","Local Prépa tampons","CURA302051","4RC419 Passivation paillasse","MC",null,"U200BATP","11U","580 649,00","3000-01-01",0,1,0,null,null,"BIOMED_ULIS","BAT04RC419Local Prépa tamponsCURA3020514RC419 Passivation paillasse11U"]
["BAT01RC27","Toilettes vestiaires hommes","CURA302064","Poignée porte toilette homme","MC",null,"U200BATP","13U","580 662,00","3000-01-01",0,1,0,null,null,"BIOMED_ULIS","BAT01RC27Toilettes vestiaires hommesCURA302064Poignée porte toilette homme13U"]
["NEP05ST05","Station NEP laverie Albumine","CURA302105","Défaut manque solution lavage","MC",null,"U236NEP","11U","580 791,00","3000-01-01",0,1,0,null,null,"BIOMED_ULIS","NEP05ST05Station NEP laverie AlbumineCURA302105Défaut manque solution lavage11U"]
["GAMRS112","Flexible intro produit GAMR009","CURA302135","8RC62 Ajout d'un serflex pour fixer l'étiquette GMAO (celui de droite est cassé) GAMRS112","MC",null,"U441","11U","580 822,00","3000-01-01",0,1,0,null,null,"BIOMED_ULIS","GAMRS112Flexible intro produit GAMR009CURA3021358RC62 Ajout d'un serflex pour fixer l'étiquette GMAO (celui de droite est cassé) GAMRS11211U"]
["INTR128","Conteneur poche 500 litres","CURA302164","Sangle du container INTR128 cassée","MC",null,"U440","13U","580 852,00","3000-01-01",0,1,0,null,null,"BIOMED_ULIS","INTR128Conteneur poche 500 litresCURA302164Sangle du container INTR128 cassée13U"]
["BAT08RC206","Couloir « flux sale » ADEAE","CURA302183","8RC206 : Passivation chariots","MC",null,"U200BATP","11U","580 877,00","3000-01-01",0,1,0,null,null,"BIOMED_ULIS","BAT08RC206Couloir « flux sale » ADEAECURA3021838RC206 : Passivation chariots11U"]
["GAM24BL01","Boule de lavage 1 cuve GAMR24","U_MECA000155","Vérification boule de lavage","MPS","DEF","U441","11U","652 842,00","2024-12-24",3,1,0,13,1,"BIOMED_ULIS","GAM24BL01Boule de lavage 1 cuve GAMR24U_MECA000155Vérification boule de lavage11U13"]
["NEP07ST07","Station NEP laverie Gamma","CURA302282","Défaut conductivité rinçage finale","MC",null,"U236NEP","11U","581 035,00","3000-01-01",0,1,0,null,null,"BIOMED_ULIS","NEP07ST07Station NEP laverie GammaCURA302282Défaut conductivité rinçage finale11U"]
["DCGTSK01","Transstockeur","CURA302387","Fuite MEG dans enceinte TK","MC",null,"U222","10U","581 638,00","3000-01-01",0,1,0,null,null,"BIOMED_ULIS","DCGTSK01TransstockeurCURA302387Fuite MEG dans enceinte TK10U"]
["GAMR010","Réacteur n°10 fractionnement gamma","CURA302487","Présence liquide bride GW","MC",null,"U441","11U","583 149,00","3000-01-01",0,1,0,null,null,"BIOMED_ULIS","GAMR010Réacteur n°10 fractionnement gammaCURA302487Présence liquide bride GW11U"]
["NEP07ST07","Station NEP laverie Gamma","CURA302529","Defaut carte api","MC",null,"U236NEP","11U","583 196,00","3000-01-01",0,1,0,null,null,"BIOMED_ULIS","NEP07ST07Station NEP laverie GammaCURA302529Defaut carte api11U"]
["GAMR008","Réacteur n°08 fractionnement gamma","CURA302548","Traces de rouilles haut du réacteur GAMR008","MC",null,"U441","11U","583 215,00","3000-01-01",0,1,0,null,null,"BIOMED_ULIS","GAMR008Réacteur n°08 fractionnement gammaCURA302548Traces de rouilles haut du réacteur GAMR00811U"]
["BAT08RC71","Atelier laverie FP albumine","CURA302652","Reprise porte accès 8RC59 (joint plaque inox et contour porte)","MC",null,"U200BATP","13U","583 790,00","3000-01-01",0,1,0,null,null,"BIOMED_ULIS","BAT08RC71Atelier laverie FP albumineCURA302652Reprise porte accès 8RC59 (joint plaque inox et contour porte)13U"]
["SHW1CP02","Pompe fluide thermique primaire","CURA302671","Fuite importante au niveau de la pompe","MC",null,"U222SHW","10U","583 810,00","3000-01-01",0,1,0,null,null,"BIOMED_ULIS","SHW1CP02Pompe fluide thermique primaireCURA302671Fuite importante au niveau de la pompe10U"]
["GAMR008","Réacteur n°08 fractionnement gamma","CURA302799","Dépose lèche paroi","MC",null,"U441","11U","583 984,00","3000-01-01",0,1,0,null,null,"BIOMED_ULIS","GAMR008Réacteur n°08 fractionnement gammaCURA302799Dépose lèche paroi11U"]
["ALBFP06","Filtre-presse albumine T I+II+III","CURA302882","Défaut Purgeur","MC",null,"U440","11U","584 159,00","3000-01-01",0,1,0,null,null,"BIOMED_ULIS","ALBFP06Filtre-presse albumine T I+II+IIICURA302882Défaut Purgeur11U"]
["INDUSAPPLI11","Application supervision FPT4","CURA302967","Modification suite à DCI TW349639","AME",null,"U236DIV","12U","584 234,00","3000-01-01",0,1,0,null,null,"BIOMED_ULIS","INDUSAPPLI11Application supervision FPT4CURA302967Modification suite à DCI TW34963912U"]
["GAMCMP56","Contrôle enreg. pression fibrinogène TI / GAMUR11","CURA303042","Manque cache sur prise harting","MC",null,"U441","11U","584 427,00","3000-01-01",0,1,0,null,null,"BIOMED_ULIS","GAMCMP56Contrôle enreg. pression fibrinogène TI / GAMUR11CURA303042Manque cache sur prise harting11U"]
["INDUSAPPLI09","Application supervision Reacteurs Frac","CURA303122","Modification vue ALBR004 suite à DCI TW351840","AME",null,"U236DIV","12U","584 532,00","3000-01-01",0,1,0,null,null,"BIOMED_ULIS","INDUSAPPLI09Application supervision Reacteurs FracCURA303122Modification vue ALBR004 suite à DCI TW35184012U"]
["BAT08RC70","Atelier UF albumine","CURA303490","Impact sur le sol  de la pièce 8RC70","MC",null,"U200BATP","13U","585 463,00","3000-01-01",0,1,0,null,null,"BIOMED_ULIS","BAT08RC70Atelier UF albumineCURA303490Impact sur le sol  de la pièce 8RC7013U"]
["WFIBD02","Boucle distribution eau ppi n°2","CURA303607","Réglage des sous boucles après AP","MC",null,"U236WFI","11U","585 612,00","3000-01-01",0,1,0,null,null,"BIOMED_ULIS","WFIBD02Boucle distribution eau ppi n°2CURA303607Réglage des sous boucles après AP11U"]
["GW1/2PLC01","Automate eau glycolée GW1/2","CURA303689","Remplacement piles RAM et alimentation","MC",null,"U222GW","10U","585 719,00","3000-01-01",0,1,0,null,null,"BIOMED_ULIS","GW1/2PLC01Automate eau glycolée GW1/2CURA303689Remplacement piles RAM et alimentation10U"]
["PLABATI815","Centrifugeuse plasma NS 815","CURA303725","Remplacement tuyau refroidissement","MC",null,"U410","11U","585 816,00","3000-01-01",0,1,0,null,null,"BIOMED_ULIS","PLABATI815Centrifugeuse plasma NS 815CURA303725Remplacement tuyau refroidissement11U"]
["NEP04ST04","Station NEP réacteurs + UF Albumine","CURA303807","Remplacement des flexibles","MC",null,"U236NEP","11U","586 008,00","3000-01-01",0,1,0,null,null,"BIOMED_ULIS","NEP04ST04Station NEP réacteurs + UF AlbumineCURA303807Remplacement des flexibles11U"]
["CBPLC01","BIACORE T100 (appar affinité molécules) utilisé comme T200","CURA303833","Intervention curative pour tracer le remplacement des pieds du compresseur","MC",null,"U855","70U","586 050,00","3000-01-01",0,1,0,null,null,"BIOTECH_ULIS","CBPLC01BIACORE T100 (appar affinité molécules) utilisé comme T200CURA303833Intervention curative pour tracer le remplacement des pieds du compresseur70U"]
["OPLETUV24","Enceinte climatique SECASI","CURA303836","Inhibition des sondes OPLCMT100 et OPLCMM24 pour cause de panne de l'enceinte OPLETUV24","MC",null,"U601OPL","20U","586 053,00","3000-01-01",0,1,0,null,null,"BIOMED_ULIS","OPLETUV24Enceinte climatique SECASICURA303836Inhibition des sondes OPLCMT100 et OPLCMM24 pour cause de panne de l'enceinte OPLETUV2420U"]
["DCGR700","Cuve de stockage DCGR700","CURA303983","Vidange cuve","MC",null,"U411","11U","586 216,00","3000-01-01",0,1,0,null,null,"BIOMED_ULIS","DCGR700Cuve de stockage DCGR700CURA303983Vidange cuve11U"]
["DCGR800","Cuve de stockage DCGR800","CURA303984","Vidange cuve","MC",null,"U411","11U","586 217,00","3000-01-01",0,1,0,null,null,"BIOMED_ULIS","DCGR800Cuve de stockage DCGR800CURA303984Vidange cuve11U"]
["NEP05ST05","Station NEP laverie Albumine","CURA304031","Etape soude trop long","MC",null,"U236NEP","11U","586 267,00","3000-01-01",0,1,0,null,null,"BIOMED_ULIS","NEP05ST05Station NEP laverie AlbumineCURA304031Etape soude trop long11U"]
["PLABOL815","Bol de centri BKA28 N°815","CURA304108","Démontage et nettoyage des doubles enveloppes","MC",null,"U410","11U","586 353,00","3000-01-01",0,1,0,null,null,"BIOMED_ULIS","PLABOL815Bol de centri BKA28 N°815CURA304108Démontage et nettoyage des doubles enveloppes11U"]
["NEP07ST07","Station NEP laverie Gamma","CURA304141","Défaut carte API","MC",null,"U236NEP","11U","586 386,00","3000-01-01",0,1,0,null,null,"BIOMED_ULIS","NEP07ST07Station NEP laverie GammaCURA304141Défaut carte API11U"]
["ADELAV04","Aspirateur Nilfisk n°3510154206402","CURA304267","Présence de rouille sur l'aspirateur à eau","MC",null,"U421DEAE","15U","586 525,00","3000-01-01",0,1,0,null,null,"BIOMED_ULIS","ADELAV04Aspirateur Nilfisk n°3510154206402CURA304267Présence de rouille sur l'aspirateur à eau15U"]
["COMMAL02","Machine à laver n° 6T090131","U_PROC000208","Maintenance 1er Niveau Machine à Laver","MPS","PROD","U411","65U","666 010,00","2025-03-07",3,1,0,26,1,"BIOMED_ULIS",{"$f":"_xlfn.TEXTJOIN(\"\",TRUE,A25602:D25602,H25602,N25602)","v":"COMMAL02Machine à laver n° 6T090131U_PROC000208Maintenance 1er Niveau Machine à Laver65U26"}]
["DEHEX01","Echangeur refroidissement centri PLAC01","CURA304412","Pb T° et débit.","MC",null,"U410","11U","586 732,00","3000-01-01",0,1,0,null,null,"BIOMED_ULIS","DEHEX01Echangeur refroidissement centri PLAC01CURA304412Pb T° et débit.11U"]
["GAMR42","Réacteur 15m3 n°42","CURA304445","La lumière du réacteur GAMR42 ne fonctionne plus","MC",null,"U441","11U","586 777,00","3000-01-01",0,1,0,null,null,"BIOMED_ULIS","GAMR42Réacteur 15m3 n°42CURA304445La lumière du réacteur GAMR42 ne fonctionne plus11U"]
["MCBCOLG51","Collecteur de germes n°125068","U_METROLOGIE    26","Vérification CURATIVE labo extérieur","MC","METR","U640MCB","21U","586 932,00","3000-01-01",0,1,0,null,null,"BIOMED_ULIS","MCBCOLG51Collecteur de germes n°125068U_METROLOGIE    26Vérification CURATIVE labo extérieur21U"]
["NEP07ST07","Station NEP laverie Gamma","CURA304541","Demande de vidange","MC",null,"U236NEP","11U","586 948,00","3000-01-01",0,1,0,null,null,"BIOMED_ULIS","NEP07ST07Station NEP laverie GammaCURA304541Demande de vidange11U"]
["PLAJDV06","Vanne intro produit PLAT003","CURA304599","Réglage compte rendu","MC",null,"U410","11U","587 131,00","3000-01-01",0,1,0,null,null,"BIOMED_ULIS","PLAJDV06Vanne intro produit PLAT003CURA304599Réglage compte rendu11U"]
["DET0001","Réservoir refroidissement centris plasma","CURA304627","Préparation calo et problème descente en froid","MC",null,"U410","11U","587 160,00","3000-01-01",0,1,0,null,null,"BIOMED_ULIS","DET0001Réservoir refroidissement centris plasmaCURA304627Préparation calo et problème descente en froid11U"]
["NACR01","Cuve préparation NaCl UF2","CURA304698","RAZ pesons","MC",null,"U440","11U","587 237,00","3000-01-01",0,1,0,null,null,"BIOMED_ULIS","NACR01Cuve préparation NaCl UF2CURA304698RAZ pesons11U"]
["WFISBD313","Sous boucle de distibut° prépa solutions","CURA304761","Défaut temps de péremption état sanitaire","MC",null,"U236WFI","11U","587 436,00","3000-01-01",0,1,0,null,null,"BIOMED_ULIS","WFISBD313Sous boucle de distibut° prépa solutionsCURA304761Défaut temps de péremption état sanitaire11U"]
["EPL2PTA09","Porte auto. enroul. sortie sas 11RC61","CURA304816","Faux contacte sur la cellule de la CF salle tri plasma","MC",null,"U406","11U","587 499,00","3000-01-01",0,1,0,null,null,"BIOMED_ULIS","EPL2PTA09Porte auto. enroul. sortie sas 11RC61CURA304816Faux contacte sur la cellule de la CF salle tri plasma11U"]
["NEP05ST05","Station NEP laverie Albumine","CURA304891","Manque solution lavage carters UF","MC",null,"U236NEP","11U","587 923,00","3000-01-01",0,1,0,null,null,"BIOMED_ULIS","NEP05ST05Station NEP laverie AlbumineCURA304891Manque solution lavage carters UF11U"]
["PALAB08","Thromboelastomètre ROTEM n° série 5722","U_LABO000005","Maintenance préventive","MPS","DEF","U880","70U","628 092,00","2025-05-31",3,1,0,365,0,"BIOTECH_ULIS","PALAB08Thromboelastomètre ROTEM n° série 5722U_LABO000005Maintenance préventive70U365"]
["ADERS112_042","Flexible sortie albumine cycle n","CURA305050","Fexible hs","MC",null,"U421DEAE","11U","588 308,00","3000-01-01",0,1,0,null,null,"BIOMED_ULIS","ADERS112_042Flexible sortie albumine cycle nCURA305050Fexible hs11U"]
["CQBETUV05","Enceinte à température ambiante +20°C n°218863","CURA305104","Problème de température","MC",null,"U633","10U","588 354,00","3000-01-01",0,1,0,null,null,"BIOTECH_ULIS","CQBETUV05Enceinte à température ambiante +20°C n°218863CURA305104Problème de température10U"]
["BAT04PTA28","Porte Déchets GRV 4RC417","CURA305171","Pose d'un seuil de porte automatique BAT04PTA28","MC",null,"U200BATP","13U","588 491,00","3000-01-01",0,1,0,null,null,"BIOMED_ULIS","BAT04PTA28Porte Déchets GRV 4RC417CURA305171Pose d'un seuil de porte automatique BAT04PTA2813U"]
["NEP04ST04","Station NEP réacteurs + UF Albumine","CURA305227","Demande de RAZ","MC",null,"U236NEP","11U","588 673,00","3000-01-01",0,1,0,null,null,"BIOMED_ULIS","NEP04ST04Station NEP réacteurs + UF AlbumineCURA305227Demande de RAZ11U"]
["DEHEX02","Echangeur refroidissement centri PLAC02","CURA305320","Démontage échangeur","MC",null,"U410","11U","588 969,00","3000-01-01",0,1,0,null,null,"BIOMED_ULIS","DEHEX02Echangeur refroidissement centri PLAC02CURA305320Démontage échangeur11U"]
["PLAPAL04","Palan électrique articulée centri. plasma","CURA305344","Sangle à remplacer","MC",null,"U440LEV","15U","588 999,00","3000-01-01",0,1,0,null,null,"BIOMED_ULIS","PLAPAL04Palan électrique articulée centri. plasmaCURA305344Sangle à remplacer15U"]
["ADEUF125","Skid UF2 Alfa 1","CURA305456","Défaut vitesse agitation","MC",null,"U421DEAE","11U","589 278,00","3000-01-01",0,1,0,null,null,"BIOMED_ULIS","ADEUF125Skid UF2 Alfa 1CURA305456Défaut vitesse agitation11U"]
["WFISBD101","S. boucle eau PPI décongélation plasma","CURA305483","Micro fuite GW0","MC",null,"U236WFI","11U","589 308,00","3000-01-01",0,1,0,null,null,"BIOMED_ULIS","WFISBD101S. boucle eau PPI décongélation plasmaCURA305483Micro fuite GW011U"]
["PLAPV02","Clamp prélèvement PLAT004","CURA305554","Raccord air verrin hs","MC",null,"U410","11U","589 885,00","3000-01-01",0,1,0,null,null,"BIOMED_ULIS","PLAPV02Clamp prélèvement PLAT004CURA305554Raccord air verrin hs11U"]
["PLAT003","Cuve envoi plasma après prélèvement","CURA305698","Vérification des lèche","MC",null,"U410","11U","590 119,00","3000-01-01",0,1,0,null,null,"BIOMED_ULIS","PLAT003Cuve envoi plasma après prélèvementCURA305698Vérification des lèche11U"]
["DCGR500","Cuve de collecte fondoirs","CURA305731","Bruite anormal","MC",null,"U411","11U","590 155,00","3000-01-01",0,1,0,null,null,"BIOMED_ULIS","DCGR500Cuve de collecte fondoirsCURA305731Bruite anormal11U"]
["MCBMS01","Spectromètre de masse","CURA305807","Maintenance curative","MC",null,"U640MCB","21U","590 390,00","3000-01-01",0,1,0,null,null,"BIOMED_ULIS","MCBMS01Spectromètre de masseCURA305807Maintenance curative21U"]
["CDPTRP01","Transpalette électrique","CURA305884","Contrat de maintenance 2023 section U408","MC",null,"U408PMML","15U","590 533,00","3000-01-01",0,1,0,null,null,"BIOMED_ULIS","CDPTRP01Transpalette électriqueCURA305884Contrat de maintenance 2023 section U40815U"]
["BAT11CMT212","Enreg temp produit CF 12 / BAT11ARM01","CURA305964","Déplacement emplacement sonde pour faciliter son accès","AME",null,"U406","10U","590 616,00","3000-01-01",0,1,0,null,null,"BIOMED_ULIS","BAT11CMT212Enreg temp produit CF 12 / BAT11ARM01CURA305964Déplacement emplacement sonde pour faciliter son accès10U"]
["PLAPLC01","Station automate centrifugation plasma","CURA305997","Raz peson","CON",null,"U410","11U","590 654,00","3000-01-01",0,1,0,null,null,"BIOMED_ULIS","PLAPLC01Station automate centrifugation plasmaCURA305997Raz peson11U"]
["EPL2LAV02","Nettoyer vapeur Caddies TECNOVAP","CURA306038","Fuite vapeur","MC",null,"U406","15U","590 691,00","3000-01-01",0,1,0,null,null,"BIOMED_ULIS","EPL2LAV02Nettoyer vapeur Caddies TECNOVAPCURA306038Fuite vapeur15U"]
["BAT08SS66","LOCAL DE PESEES","CURA306126","Reprise de la résine en 8SS66","MC",null,"U200BATP","13U","590 891,00","3000-01-01",0,1,0,null,null,"BIOMED_ULIS","BAT08SS66LOCAL DE PESEESCURA306126Reprise de la résine en 8SS6613U"]
["BAT04","Bâtiment 4 Centrale énergie","CURA306138","Arret d 'urgence","MC",null,"S244","11U","590 907,00","3000-01-01",0,1,0,null,null,"BIOMED_ULIS","BAT04Bâtiment 4 Centrale énergieCURA306138Arret d 'urgence11U"]
["LPRDIL01","Diluteur Hamilton n° ML600CA2905","CURA306282","Vérification métrologique après changement des seringues","MC",null,"U440COM","24U","591 058,00","3000-01-01",0,1,0,null,null,"BIOMED_ULIS","LPRDIL01Diluteur Hamilton n° ML600CA2905CURA306282Vérification métrologique après changement des seringues24U"]
["DCGOUT01","Table réfrigérée Décongélation","CURA306321","Disjoncter","MC",null,"U411","11U","591 103,00","3000-01-01",0,1,0,null,null,"BIOMED_ULIS","DCGOUT01Table réfrigérée DécongélationCURA306321Disjoncter11U"]
["SW7F01","Carter de cartouche filtration 5 µm","CURA306434","Changement cartouche filtration 5 µm","MC",null,"U236PW","11U","622 840,00","3000-01-01",0,1,0,null,null,"BIOMED_ULIS","SW7F01Carter de cartouche filtration 5 µmCURA306434Changement cartouche filtration 5 µm11U"]
["ALBHV05","Vanne entrees basses carters ALBF02 & 12","CURA306502","Défaut de CRF","MC",null,"U440","11U","591 323,00","3000-01-01",0,1,0,null,null,"BIOMED_ULIS","ALBHV05Vanne entrees basses carters ALBF02 & 12CURA306502Défaut de CRF11U"]
["BAT08RC218","Local Stockage matériel ADEAE","CURA306539","Résine abimée","MC",null,"U200BATP","13U","591 362,00","3000-01-01",0,1,0,null,null,"BIOMED_ULIS","BAT08RC218Local Stockage matériel ADEAECURA306539Résine abimée13U"]
["ADECR111","Skid chromato HSFF","CURA306606","Passivation sur le Skid 111","MC",null,"U421DEAE","11U","591 603,00","3000-01-01",0,1,0,null,null,"BIOMED_ULIS","ADECR111Skid chromato HSFFCURA306606Passivation sur le Skid 11111U"]
["WFISBD204","Sous boucle Eau PPI Ateliers GAMMA","CURA306685","Défaut température basse distribution point libre.","MC",null,"U236WFI","11U","591 712,00","3000-01-01",0,1,0,null,null,"BIOMED_ULIS","WFISBD204Sous boucle Eau PPI Ateliers GAMMACURA306685Défaut température basse distribution point libre.11U"]
["ACCV012","Caisson de soufflage local NEP 8ss15","CURA306747"," Court circuit du moteur de soufflage","MC",null,"U222AC","10U","591 780,00","3000-01-01",0,1,0,null,null,"BIOMED_ULIS","ACCV012Caisson de soufflage local NEP 8ss15CURA306747 Court circuit du moteur de soufflage10U"]
["INTR01","Conteneur poche 500 litres n° 70.25 0867","CURA306820","Roulette cassée sur cadre roulant pour container Albumine","MC",null,"U440","13U","591 917,00","3000-01-01",0,1,0,null,null,"BIOMED_ULIS","INTR01Conteneur poche 500 litres n° 70.25 0867CURA306820Roulette cassée sur cadre roulant pour container Albumine13U"]
["BAT08RC217","Pièce 8RC217","CURA306821","Porte document à resouder","MC",null,"U200BATP","13U","591 918,00","3000-01-01",0,1,0,null,null,"BIOMED_ULIS","BAT08RC217Pièce 8RC217CURA306821Porte document à resouder13U"]
["FIBC1500","Centrifugeuse Fibri n°2","CURA306913","Modification hystérésis","MC",null,"U411","11U","592 152,00","3000-01-01",0,1,0,null,null,"BIOMED_ULIS","FIBC1500Centrifugeuse Fibri n°2CURA306913Modification hystérésis11U"]
["CG02PV004","Vanne auto autorisation CO2 Fosse Ouest","CURA306973","Défaut CG02PV004","MC",null,"U236","11U","592 291,00","3000-01-01",0,1,0,null,null,"BIOMED_ULIS","CG02PV004Vanne auto autorisation CO2 Fosse OuestCURA306973Défaut CG02PV00411U"]
["NEP02RS218","Flexible refoulement pompe NEP02CP210","U_PROC000200","Remplacement flexible","MPS","AUTR","U441","11U",null,"2049-02-21",3,1,0,730,0,"BIOMED_ULIS","NEP02RS218Flexible refoulement pompe NEP02CP210U_PROC000200Remplacement flexible11U730"]
["DWRS09","Flexible d'introduction DW NEP01","U_PROC000200","Remplacement flexible","MPS","AUTR","U441","11U",null,"2049-02-21",3,1,0,730,0,"BIOMED_ULIS","DWRS09Flexible d'introduction DW NEP01U_PROC000200Remplacement flexible11U730"]
["PWRS005","Flexible d'introduction PW NEP05","U_PROC000200","Remplacement flexible","MPS","AUTR","U441","11U",null,"2049-02-21",3,1,0,730,0,"BIOMED_ULIS","PWRS005Flexible d'introduction PW NEP05U_PROC000200Remplacement flexible11U730"]
["ADER142_070","Cuve de Stockage","CURA307069","Vérification cuve (Agitation & Contrôle Rouging\")\"","MC",null,"U421DEAE","11U","592 465,00","3000-01-01",0,1,0,null,null,"BIOMED_ULIS","ADER142_070Cuve de StockageCURA307069Vérification cuve (Agitation & Contrôle Rouging\")\"11U"]
["COMOUT20","Chariot de DCGMAL01 E1","CURA307097","Changement de 5 joints PTFE chariots E machine à laver","MC",null,"U411","11U","592 497,00","3000-01-01",0,1,0,null,null,"BIOMED_ULIS","COMOUT20Chariot de DCGMAL01 E1CURA307097Changement de 5 joints PTFE chariots E machine à laver11U"]
["NEP07ST07","Station NEP laverie Gamma","CURA307167","Défaut niveau haut gamr24","MC",null,"U236NEP","11U","592 718,00","3000-01-01",0,1,0,null,null,"BIOMED_ULIS","NEP07ST07Station NEP laverie GammaCURA307167Défaut niveau haut gamr2411U"]
["PLAPEL02","Machine à peler les poches plasma","CURA307323","Disjonction durant la coupe","MC",null,"U410","11U","593 049,00","3000-01-01",0,1,0,null,null,"BIOMED_ULIS","PLAPEL02Machine à peler les poches plasmaCURA307323Disjonction durant la coupe11U"]
["INDUSTSE2","Serveur appli. terminal service secours","CURA307339","Redémarrage serveur","MPC",null,"U236DIV","12U","593 062,00","3000-01-01",0,1,0,null,null,"BIOMED_ULIS","INDUSTSE2Serveur appli. terminal service secoursCURA307339Redémarrage serveur12U"]
["PLAR01","Mélangeur fondoir plasma n°1","CURA307407","Raz peson","MC",null,"U410","11U","593 255,00","3000-01-01",0,1,0,null,null,"BIOMED_ULIS","PLAR01Mélangeur fondoir plasma n°1CURA307407Raz peson11U"]
["GAMR43","Réacteur 15m3 n°43","CURA307483","Suivi de VN","MC",null,"U441","11U","593 334,00","3000-01-01",0,1,0,null,null,"BIOMED_ULIS","GAMR43Réacteur 15m3 n°43CURA307483Suivi de VN11U"]
["CQBCONG09","Cong -20°C n° 129017 stockage échantillons","CURA307525","Vérification étanchéité du Congélateur -20°C au niveau de la sonde (présence de glace dans le congélateur)","MC",null,"U633","10U","593 379,00","3000-01-01",0,1,0,null,null,"BIOTECH_ULIS","CQBCONG09Cong -20°C n° 129017 stockage échantillonsCURA307525Vérification étanchéité du Congélateur -20°C au niveau de la sonde (présence de glace dans le congélateur)10U"]
["ALBF06","Carter de filtre CW03","CURA307633","Suspicion fuite","MC",null,"U440","11U","593 794,00","3000-01-01",0,1,0,null,null,"BIOMED_ULIS","ALBF06Carter de filtre CW03CURA307633Suspicion fuite11U"]
["NEP09ST09","Sous-station NEP ADEAE","CURA307672","Défaut vanne","MC",null,"U236NEP","11U","593 956,00","3000-01-01",0,1,0,null,null,"BIOMED_ULIS","NEP09ST09Sous-station NEP ADEAECURA307672Défaut vanne11U"]
["PLAR02","Mélangeur fondoir plasma n°2","CURA307746"," fermeture fondoir","MC",null,"U410","11U","594 434,00","3000-01-01",0,1,0,null,null,"BIOMED_ULIS","PLAR02Mélangeur fondoir plasma n°2CURA307746 fermeture fondoir11U"]
["FIBR1800","Cuve de dissolution Pâte TI lavée","CURA307812","Forçage vérin trou d'homme","MC",null,"U411","11U","609 017,00","3000-01-01",0,1,0,null,null,"BIOMED_ULIS","FIBR1800Cuve de dissolution Pâte TI lavéeCURA307812Forçage vérin trou d'homme11U"]
["BAT08RC103","Atelier UF immunoglobuline","CURA307844","Peinture écaillée en 8rc103","MC",null,"U200BATP","13U","595 196,00","3000-01-01",0,1,0,null,null,"BIOMED_ULIS","BAT08RC103Atelier UF immunoglobulineCURA307844Peinture écaillée en 8rc10313U"]
["EPL3CONV05","Convoyeur principal tri plasma n°1","CURA307892","Raccourcir le support de fixation de la protection plexiglass du couloir lecture RFID ligne carton","MC",null,"U406","13U","595 233,00","3000-01-01",0,1,0,null,null,"BIOMED_ULIS","EPL3CONV05Convoyeur principal tri plasma n°1CURA307892Raccourcir le support de fixation de la protection plexiglass du couloir lecture RFID ligne carton13U"]
["DCGPEL100","Ligne de découpe","CURA307950","Vérins de porte HS","MC",null,"U411","11U","595 289,00","3000-01-01",0,1,0,null,null,"BIOMED_ULIS","DCGPEL100Ligne de découpeCURA307950Vérins de porte HS11U"]
["BAT08RC33","Sas lave mains femmes","CURA307962","Installation de tablettes pour la désinfection dans le local 8RC33","MC",null,"U200BATP","13U","595 301,00","3000-01-01",0,1,0,null,null,"BIOMED_ULIS","BAT08RC33Sas lave mains femmesCURA307962Installation de tablettes pour la désinfection dans le local 8RC3313U"]
["GAMOUT03","Chariot de démontage des bols de centri","CURA308071","L'étiquette GMAO abimé","MC",null,"U441","11U","595 592,00","3000-01-01",0,1,0,null,null,"BIOMED_ULIS","GAMOUT03Chariot de démontage des bols de centriCURA308071L'étiquette GMAO abimé11U"]
["BAT01SS43","Pièce bâtiment 1SS43","CURA308130","Gaine technique N°3 : Réfection de la gaine technique","MC",null,"U235BATU","13U","595 708,00","3000-01-01",0,1,0,null,null,"BIOMED_ULIS","BAT01SS43Pièce bâtiment 1SS43CURA308130Gaine technique N°3 : Réfection de la gaine technique13U"]
["TAMPP112_118","Pompe envoi tampon (solution stock)","CURA308224","Remplacement tête de pompe","MC",null,"U421DEAE","11U","596 282,00","3000-01-01",0,1,0,null,null,"BIOMED_ULIS",{"$f":"_xlfn.TEXTJOIN(\"\",TRUE,A26690:D26690,H26690,N26690)","v":"TAMPP112_118Pompe envoi tampon (solution stock)CURA308224Remplacement tête de pompe11U"}]
["NEP07ST07","Station NEP laverie Gamma","CURA308316","RAZ pesons","MC",null,"U236NEP","11U","596 399,00","3000-01-01",0,1,0,null,null,"BIOMED_ULIS","NEP07ST07Station NEP laverie GammaCURA308316RAZ pesons11U"]
["BAT11MGP","Bâtiment 11 partie chambres froides","CURA308354","SAS 11RC37","MC",null,"U200BATP","13U","596 432,00","3000-01-01",0,1,0,null,null,"BIOMED_ULIS","BAT11MGPBâtiment 11 partie chambres froidesCURA308354SAS 11RC3713U"]
["PLAR02","Mélangeur fondoir plasma n°2","CURA308417","Mise en hors fonction grafcet PLAR02","MC",null,"U410","11U","596 895,00","3000-01-01",0,1,0,null,null,"BIOMED_ULIS","PLAR02Mélangeur fondoir plasma n°2CURA308417Mise en hors fonction grafcet PLAR0211U"]
["TAMR148_001","Cuve préparatoire tampons 1000L","U_GAMM000001","Validation gamme de maintenance","SER",null,"U421DEAE","11U","597 012,00","3000-01-01",0,1,0,null,null,"BIOMED_ULIS","TAMR148_001Cuve préparatoire tampons 1000LU_GAMM000001Validation gamme de maintenance11U"]
["ACCL74","Climatisation local 1315","CURA308555","Nettoyage des luminaire dans les pièces 1315/1317/1318","MC",null,"U222AC","10U","597 069,00","3000-01-01",0,1,0,null,null,"BIOMED_ULIS","ACCL74Climatisation local 1315CURA308555Nettoyage des luminaire dans les pièces 1315/1317/131810U"]
["PWCP60","Pompe n°1 distribution boucle BD02","CURA308668","Fuite (Visite Zone Technique)","MC",null,"U236PW","11U","597 314,00","3000-01-01",0,1,0,null,null,"BIOMED_ULIS","PWCP60Pompe n°1 distribution boucle BD02CURA308668Fuite (Visite Zone Technique)11U"]
["BAT08","Bâtiment 8 de production","CURA308761","ORP. Detecteur présence éclairage cassé","SER",null,"222ELE","10U","597 453,00","3000-01-01",0,1,0,null,null,"BIOMED_ULIS","BAT08Bâtiment 8 de productionCURA308761ORP. Detecteur présence éclairage cassé10U"]
["BAT11","Bâtiment 11 Magasin général et plasma","CURA308829","Voyant clignotant ne fonctionne plus lors de la descente du rideau bleu","MC",null,"U235BATL","13U","597 675,00","3000-01-01",0,1,0,null,null,"BIOMED_ULIS","BAT11Bâtiment 11 Magasin général et plasmaCURA308829Voyant clignotant ne fonctionne plus lors de la descente du rideau bleu13U"]
["BAT08RC141","Pièce bâtiment 8RC141","CURA308909","Trou au sol devant la 8RC142","MC",null,"U200BATP","13U","597 783,00","3000-01-01",0,1,0,null,null,"BIOMED_ULIS","BAT08RC141Pièce bâtiment 8RC141CURA308909Trou au sol devant la 8RC14213U"]
["DCGR200","Fondoir Décongélation","CURA308981","Capteur securité couvercle hs","MC",null,"U411","11U","649 179,00","3000-01-01",0,1,0,null,null,"BIOMED_ULIS","DCGR200Fondoir DécongélationCURA308981Capteur securité couvercle hs11U"]
["GAMR007","Réacteur n°07 fractionnement gamma","CURA309206","RAZ pesons","MC",null,"U441","11U","598 088,00","3000-01-01",0,1,0,null,null,"BIOMED_ULIS","GAMR007Réacteur n°07 fractionnement gammaCURA309206RAZ pesons11U"]
["PLABOL487","Bol de centri BKA28 N°487","CURA309245","Démontage double enveloppe","MC",null,"U410","11U","598 463,00","3000-01-01",0,1,0,null,null,"BIOMED_ULIS","PLABOL487Bol de centri BKA28 N°487CURA309245Démontage double enveloppe11U"]
["WFIJDV58","Vanne commande retour WFISBD203","CURA309336","Fuite importante (Visite Zone Technique)","MC",null,"U236WFI","11U","598 557,00","3000-01-01",0,1,0,null,null,"BIOMED_ULIS","WFIJDV58Vanne commande retour WFISBD203CURA309336Fuite importante (Visite Zone Technique)11U"]
["GAMARM04","Armoire automatisme gestion eau / alcool","CURA309402","Arrêt d'urgence enclenché","MCU",null,"U441","11U","598 651,00","3000-01-01",0,1,0,null,null,"BIOMED_ULIS","GAMARM04Armoire automatisme gestion eau / alcoolCURA309402Arrêt d'urgence enclenché11U"]
["BAT01SS41","Sas sortie déchets décongélation","CURA309433","Porte SAS déchet côté hors production ne se referme pas","MC",null,"U200BATP","13U","598 686,00","3000-01-01",0,1,0,null,null,"BIOMED_ULIS","BAT01SS41Sas sortie déchets décongélationCURA309433Porte SAS déchet côté hors production ne se referme pas13U"]
["RF20","Production fluide frigorigène GW1/2","CURA309536","Problème pression d'eau circuit refroidissement d'huile","MC",null,"U222GW","10U","598 830,00","3000-01-01",0,1,0,null,null,"BIOMED_ULIS","RF20Production fluide frigorigène GW1/2CURA309536Problème pression d'eau circuit refroidissement d'huile10U"]
["BAT01","Bâtiment 1 commun","CURA309622","Clef cassée dans serrure","MC",null,"U235BATU","13U","598 933,00","3000-01-01",0,1,0,null,null,"BIOMED_ULIS","BAT01Bâtiment 1 communCURA309622Clef cassée dans serrure13U"]
["GAMBOL964","Bol de centri BKA45 n°964","CURA309694","Demontage double enveloppe","MC",null,"U441","11U","599 024,00","3000-01-01",0,1,0,null,null,"BIOMED_ULIS","GAMBOL964Bol de centri BKA45 n°964CURA309694Demontage double enveloppe11U"]
["PLAT001","Cuve sortie fondoir","CURA309792","Controle boules de NEPs","MCU",null,"U410","11U","599 166,00","3000-01-01",0,1,0,null,null,"BIOMED_ULIS","PLAT001Cuve sortie fondoirCURA309792Controle boules de NEPs11U"]
["NEP07ST07","Station NEP laverie Gamma","CURA309853","Pas de débit d'envoie lors de la DW","MC",null,"U236NEP","11U","599 214,00","3000-01-01",0,1,0,null,null,"BIOMED_ULIS","NEP07ST07Station NEP laverie GammaCURA309853Pas de débit d'envoie lors de la DW11U"]
["BAT01SS15","Local technique utilités","CURA309854","Nettoyage zone technique","MC",null,"U235BATU","11U","599 215,00","3000-01-01",0,1,0,null,null,"BIOMED_ULIS","BAT01SS15Local technique utilitésCURA309854Nettoyage zone technique11U"]
["GAMCP23","Pompe transfert du tableau GAMTA vers FP","CURA309945","Fuite sur pompe","MC",null,"U441","11U","599 392,00","3000-01-01",0,1,0,null,null,"BIOMED_ULIS","GAMCP23Pompe transfert du tableau GAMTA vers FPCURA309945Fuite sur pompe11U"]
["EPL2CF07","Chambre froide enreg. plasma +5°C","CURA309979","Prise électrique abîmée","MC",null,"U406","10U","599 426,00","3000-01-01",0,1,0,null,null,"BIOMED_ULIS","EPL2CF07Chambre froide enreg. plasma +5°CCURA309979Prise électrique abîmée10U"]
["ADEUF125","Skid UF2 Alfa 1","CURA310038","Défaut agitation","MC",null,"U421DEAE","11U","623 797,00","3000-01-01",0,1,0,null,null,"BIOMED_ULIS","ADEUF125Skid UF2 Alfa 1CURA310038Défaut agitation11U"]
["BCHLAB13","Générateur d'air","U_LABO000005","Maintenance préventive","MPS","DEF","U624UAP","22U","610 743,00","3000-01-01",0,1,0,null,null,"BIOMED_ULIS","BCHLAB13Générateur d'airU_LABO000005Maintenance préventive22U"]
["NEP05ST05","Station NEP laverie Albumine","CURA310196","Défaut manque solution lavage acide","MC",null,"U236NEP","11U","599 798,00","3000-01-01",0,1,0,null,null,"BIOMED_ULIS","NEP05ST05Station NEP laverie AlbumineCURA310196Défaut manque solution lavage acide11U"]
["GW8","Produc. distri. eau glycolée -15°C R&D","CURA310261","Revamping tuyauterie et calorifugeage","MC",null,"U222GW","10U","599 868,00","3000-01-01",0,1,0,null,null,"BIOTECH_ULIS","GW8Produc. distri. eau glycolée -15°C R&DCURA310261Revamping tuyauterie et calorifugeage10U"]
["NEP01ST01","Station NEP décongélation","CURA310399","Conductivité trop haute a l'acide","MC",null,"U236NEP","11U","600 662,00","3000-01-01",0,1,0,null,null,"BIOMED_ULIS","NEP01ST01Station NEP décongélationCURA310399Conductivité trop haute a l'acide11U"]
["NEP02ST02","Sous-station NEP ADEAE","CURA310416","Défaut conductivité à l'acide","MC",null,"U236NEP","11U","600 683,00","3000-01-01",0,1,0,null,null,"BIOMED_ULIS","NEP02ST02Sous-station NEP ADEAECURA310416Défaut conductivité à l'acide11U"]
["BAT08RC103","Atelier UF immunoglobuline","CURA310446","Joint porte 8RC103 abîmé","MC",null,"U200BATP","13U","600 707,00","3000-01-01",0,1,0,null,null,"BIOMED_ULIS","BAT08RC103Atelier UF immunoglobulineCURA310446Joint porte 8RC103 abîmé13U"]
["DET0001","Réservoir refroidissement centris plasma","CURA310539","Vidange calo","MC",null,"U410","11U","600 801,00","3000-01-01",0,1,0,null,null,"BIOMED_ULIS","DET0001Réservoir refroidissement centris plasmaCURA310539Vidange calo11U"]
["BAT08","Bâtiment 8 de production","CURA310582","Remplacement du boitier de telereleve","SER",null,"U200BATP","10U","600 849,00","3000-01-01",0,1,0,null,null,"BIOMED_ULIS","BAT08Bâtiment 8 de productionCURA310582Remplacement du boitier de telereleve10U"]
["CRDCMT03","Enreg Temp. produit CRDCF1250","CURA310659","Passage en mode maintenance","MC",null,"U851","12U","600 937,00","3000-01-01",0,1,0,null,null,"BIOTECH_ULIS","CRDCMT03Enreg Temp. produit CRDCF1250CURA310659Passage en mode maintenance12U"]
["NEP09ST09","Sous-station NEP ADEAE","CURA310753","Vidange sous station","MC",null,"U236NEP","11U","601 066,00","3000-01-01",0,1,0,null,null,"BIOMED_ULIS","NEP09ST09Sous-station NEP ADEAECURA310753Vidange sous station11U"]
["INDUSBKP1","Serveur de sauvegarde","U_INFO000009","Tests périodiques de Backup et restauration VM","MPS","AUTO","U236DIV","12U","610 625,00","2024-06-29",3,1,0,26,1,"BIOMED_ULIS","INDUSBKP1Serveur de sauvegardeU_INFO000009Tests périodiques de Backup et restauration VM12U26"]
["GAMR43","Réacteur 15m3 n°43","CURA310845","Fuite au niveau du trou d'homme de GAMR43 pendant le NEP","MC",null,"U441","11U","601 180,00","3000-01-01",0,1,0,null,null,"BIOMED_ULIS","GAMR43Réacteur 15m3 n°43CURA310845Fuite au niveau du trou d'homme de GAMR43 pendant le NEP11U"]
["CBCMT89","Sonde de température EBRO n°62466217 Secours","U_METROLOGIE    12","Vérification CURATIVE température","MC","METR","U880","70U","601 248,00","3000-01-01",0,1,0,null,null,"BIOTECH_ULIS","CBCMT89Sonde de température EBRO n°62466217 SecoursU_METROLOGIE    12Vérification CURATIVE température70U"]
["WE2CT20","Cuve surnageant centrifugation gamma","CURA310974","Bouchon de fermeture cuve à surnageant WE2CT20","MC",null,"U236WE","11U","601 311,00","3000-01-01",0,1,0,null,null,"BIOMED_ULIS","WE2CT20Cuve surnageant centrifugation gammaCURA310974Bouchon de fermeture cuve à surnageant WE2CT2011U"]
["BAT04RC430","Local Laverie zone sale","CURA311037","SMP23: Vis à resserrer poignée passe déchets 4RC430-1","MC",null,"U200BATP","13U","601 380,00","3000-01-01",0,1,0,null,null,"BIOMED_ULIS","BAT04RC430Local Laverie zone saleCURA311037SMP23: Vis à resserrer poignée passe déchets 4RC430-113U"]
["BAT04RC420","Local ZT centris fibri","CURA311063","SMP23 : zone technique 4RC420 a nettoyer","MC",null,"U200BATP","11U","601 410,00","3000-01-01",0,1,0,null,null,"BIOMED_ULIS","BAT04RC420Local ZT centris fibriCURA311063SMP23 : zone technique 4RC420 a nettoyer11U"]
["DEHEX02","Echangeur refroidissement centri PLAC02","CURA311118","Dégivrage","MC",null,"U410","11U","601 474,00","3000-01-01",0,1,0,null,null,"BIOMED_ULIS","DEHEX02Echangeur refroidissement centri PLAC02CURA311118Dégivrage11U"]
["BAT08RC06","Couloir entrée vestiaires côté produc","CURA311157","SMP23 8RC06 Etiquettes issue à recoller","MC",null,"U200BATP","13U","601 526,00","3000-01-01",0,1,0,null,null,"BIOMED_ULIS","BAT08RC06Couloir entrée vestiaires côté producCURA311157SMP23 8RC06 Etiquettes issue à recoller13U"]
["BAT08RC141","Pièce bâtiment 8RC141","CURA311180","SMP23 8RC141 Silicone","MC",null,"U200BATP","13U","601 550,00","3000-01-01",0,1,0,null,null,"BIOMED_ULIS","BAT08RC141Pièce bâtiment 8RC141CURA311180SMP23 8RC141 Silicone13U"]
["SW7R02","Silo à saumure pour ORION prod. PW3","CURA311240","Niveau Sel","MC",null,"U236PW","11U","614 908,00","3000-01-01",0,1,0,null,null,"BIOMED_ULIS","SW7R02Silo à saumure pour ORION prod. PW3CURA311240Niveau Sel11U"]
["BAT08RC32","Vestiaires hommes production","CURA311300","SMP23 8RC32 nettoyage grille de soufflage AC38R07, AC38R08 et AC38R09","MC",null,"U200BATP","10U","601 870,00","3000-01-01",0,1,0,null,null,"BIOMED_ULIS","BAT08RC32Vestiaires hommes productionCURA311300SMP23 8RC32 nettoyage grille de soufflage AC38R07, AC38R08 et AC38R0910U"]
["ADER141_070","Cuve de réception du Surnageant I+II+III","CURA311313","RAZ pesons","MC",null,"U421DEAE","11U","601 883,00","3000-01-01",0,1,0,null,null,"BIOMED_ULIS","ADER141_070Cuve de réception du Surnageant I+II+IIICURA311313RAZ pesons11U"]
["MGGCONG16","Congélateur -22°C","CURA311415","Alarme GTC","MC",null,"U168","11U","601 979,00","3000-01-01",0,1,0,null,null,"BIOMED_ULIS","MGGCONG16Congélateur -22°CCURA311415Alarme GTC11U"]
["BAT08RC06","Couloir entrée vestiaires côté produc","CURA311446","SMP23 8RC06 Reprendre tapis rétention poussière à reprendre","MC",null,"U200BATP","13U","602 075,00","3000-01-01",0,1,0,null,null,"BIOMED_ULIS","BAT08RC06Couloir entrée vestiaires côté producCURA311446SMP23 8RC06 Reprendre tapis rétention poussière à reprendre13U"]
["GAMC21","Centrifugeuse n°1 gamma","CURA311491","Vis de serrage boitier de raccordement turbine HS","MC",null,"U441","11U","602 126,00","3000-01-01",0,1,0,null,null,"BIOMED_ULIS","GAMC21Centrifugeuse n°1 gammaCURA311491Vis de serrage boitier de raccordement turbine HS11U"]
["BAT08RC71","Atelier laverie FP albumine","CURA311510","SMP23  8RC71 Silicone","MC",null,"U200BATP","13U","602 149,00","3000-01-01",0,1,0,null,null,"BIOMED_ULIS","BAT08RC71Atelier laverie FP albumineCURA311510SMP23  8RC71 Silicone13U"]
["BAT08RC46","Atelier UF albumine UF2","CURA311534","SMP23 8RC46 Panneau consignation équipement à remplacer/nettoyer","MC",null,"U200BATP","13U","602 169,00","3000-01-01",0,1,0,null,null,"BIOMED_ULIS","BAT08RC46Atelier UF albumine UF2CURA311534SMP23 8RC46 Panneau consignation équipement à remplacer/nettoyer13U"]
["AC401CT401","Caisson de traitement d'air Fibrinogene","U_CLIM000223","Nettoyage annuel des caissons de CTA","MPS","CLIM","U222AC","10U","644 905,00","2025-06-28",3,1,0,52,1,"BIOMED_ULIS","AC401CT401Caisson de traitement d'air FibrinogeneU_CLIM000223Nettoyage annuel des caissons de CTA10U52"]
["BAT08RC53","Laverie albumine 8RC53","CURA311621","SMP23 8RC53 Silicone","MC",null,"U200BATP","13U","602 391,00","3000-01-01",0,1,0,null,null,"BIOMED_ULIS","BAT08RC53Laverie albumine 8RC53CURA311621SMP23 8RC53 Silicone13U"]
["BAT08RC74","Pièce bâtiment 8RC74","CURA311638","SMP23 8RC74 résine","MC",null,"U200BATP","13U","602 409,00","3000-01-01",0,1,0,null,null,"BIOMED_ULIS","BAT08RC74Pièce bâtiment 8RC74CURA311638SMP23 8RC74 résine13U"]
["BAT08RC62","Atelier cuverie albumine/immunoglobuline","CURA311657","SMP23 8P00 EtageTéflon le long du mur vers 8P05","MC",null,"U200BATP","13U","602 428,00","3000-01-01",0,1,0,null,null,"BIOMED_ULIS","BAT08RC62Atelier cuverie albumine/immunoglobulineCURA311657SMP23 8P00 EtageTéflon le long du mur vers 8P0513U"]
["UDA2CMT33","Thermomètre EBRO n°62642016 / UDA2REF04","U_METROLOGIE    12","Vérification CURATIVE température","MC","DEF","U880","70U","602 472,00","3000-01-01",0,1,0,null,null,"BIOTECH_ULIS","UDA2CMT33Thermomètre EBRO n°62642016 / UDA2REF04U_METROLOGIE    12Vérification CURATIVE température70U"]
["BAT08RC101","Atelier tableaux pontage NEP gamma","CURA311693","SMP23 - 8RC101 : reprise résines du local","MC",null,"U200BATP","13U","602 461,00","3000-01-01",0,1,0,null,null,"BIOMED_ULIS","BAT08RC101Atelier tableaux pontage NEP gammaCURA311693SMP23 - 8RC101 : reprise résines du local13U"]
["BAT08RC201","Atelier réacteurs de fractionnement","CURA311700","SMP23 8RC201  silicone","MC",null,"U200BATP","13U","602 468,00","3000-01-01",0,1,0,null,null,"BIOMED_ULIS","BAT08RC201Atelier réacteurs de fractionnementCURA311700SMP23 8RC201  silicone13U"]
["BAT08RC201","Atelier réacteurs de fractionnement","CURA311760","SMP23 8RC201 Téléphone à retirer","MC",null,"U200BATP","13U","602 536,00","3000-01-01",0,1,0,null,null,"BIOMED_ULIS","BAT08RC201Atelier réacteurs de fractionnementCURA311760SMP23 8RC201 Téléphone à retirer13U"]
["BAT08RC224","Local Cuves fixes Tampons","CURA311778","SMP23 8RC224 joint passerelle à reprendre","MC",null,"U200BATP","13U","602 557,00","3000-01-01",0,1,0,null,null,"BIOMED_ULIS","BAT08RC224Local Cuves fixes TamponsCURA311778SMP23 8RC224 joint passerelle à reprendre13U"]
["BAT08RC218","Local Stockage matériel ADEAE","CURA311797","SMP23 8RC218 silicone","MC",null,"U200BATP","13U","602 574,00","3000-01-01",0,1,0,null,null,"BIOMED_ULIS","BAT08RC218Local Stockage matériel ADEAECURA311797SMP23 8RC218 silicone13U"]
["BAT08RC215","Laverie ADEAE","CURA311815","SMP23 8RC215 (Box NEP) Plot à refixer à l'entrée gauche","MC",null,"U200BATP","13U","602 592,00","3000-01-01",0,1,0,null,null,"BIOMED_ULIS","BAT08RC215Laverie ADEAECURA311815SMP23 8RC215 (Box NEP) Plot à refixer à l'entrée gauche13U"]
["BAT01SS28","Atelier découpe des poches plasma","CURA311841","RESINE","MC",null,"U200BATP","13U","602 633,00","3000-01-01",0,1,0,null,null,"BIOMED_ULIS",{"$f":"_xlfn.TEXTJOIN(\"\",TRUE,A27778:D27778,H27778,N27778)","v":"BAT01SS28Atelier découpe des poches plasmaCURA311841RESINE13U"}]
["BAT08RC209","Local  Purification 1","CURA311862","SMP23 8RC209 résine + plinthes","MC",null,"U200BATP","13U","602 650,00","3000-01-01",0,1,0,null,null,"BIOMED_ULIS","BAT08RC209Local  Purification 1CURA311862SMP23 8RC209 résine + plinthes13U"]
["BAT01SS55","SAS sortie tunnel de décongélation","CURA311878","SMP23 - 1SS55 : support poubelle désolidarisé du mur","MC",null,"U200BATP","13U","602 666,00","3000-01-01",0,1,0,null,null,"BIOMED_ULIS","BAT01SS55SAS sortie tunnel de décongélationCURA311878SMP23 - 1SS55 : support poubelle désolidarisé du mur13U"]
["BAT08RC208","Local  Alfalastin 2","CURA311894","SMP23 8RC208 résine et plinthes fissurées","MC",null,"U200BATP","13U","602 682,00","3000-01-01",0,1,0,null,null,"BIOMED_ULIS","BAT08RC208Local  Alfalastin 2CURA311894SMP23 8RC208 résine et plinthes fissurées13U"]
["BAT08","Bâtiment 8 de production","CURA311912","Maintenance variateurs HVAC société SEIBO","AME",null,"U222AC","10U","602 700,00","3000-01-01",0,1,0,null,null,"BIOMED_ULIS","BAT08Bâtiment 8 de productionCURA311912Maintenance variateurs HVAC société SEIBO10U"]
["GAMR41","Réacteur de fractionnement 15 000 litres n°41","CURA311972","Fuite joint trou d'homme (petit)","MC",null,"U441","11U","603 018,00","3000-01-01",0,1,0,null,null,"BIOMED_ULIS","GAMR41Réacteur de fractionnement 15 000 litres n°41CURA311972Fuite joint trou d'homme (petit)11U"]
["BAT01SS42","Pièce bâtiment 1SS42","CURA312006","SMP23 - 1SS42 : peinture","MC",null,"U235BATU","13U","603 311,00","3000-01-01",0,1,0,null,null,"BIOMED_ULIS","BAT01SS42Pièce bâtiment 1SS42CURA312006SMP23 - 1SS42 : peinture13U"]
["BAT01SS35","Laverie plasma","CURA312026","SMP23 - 1SS35 : bâti de la porte vers 1SS34 (huisserie, boudin et butée)","MC",null,"U200BATP","13U","603 332,00","3000-01-01",0,1,0,null,null,"BIOMED_ULIS","BAT01SS35Laverie plasmaCURA312026SMP23 - 1SS35 : bâti de la porte vers 1SS34 (huisserie, boudin et butée)13U"]
["GAMR15","Cuve mobile de transfert Fibri T1","CURA312051","SMP23 - 8RC101 : manque étiquette GMAO GAMR1S","MC",null,"U441","11U",null,"2023-04-25",0,1,0,null,null,"BIOMED_ULIS","GAMR15Cuve mobile de transfert Fibri T1CURA312051SMP23 - 8RC101 : manque étiquette GMAO GAMR1S11U"]
["BAT08RC222","Local support","CURA312065","SMP23 8RC222 silicone","MC",null,"U200BATP","13U","603 379,00","3000-01-01",0,1,0,null,null,"BIOMED_ULIS","BAT08RC222Local supportCURA312065SMP23 8RC222 silicone13U"]
["BAT08RC123","Salle pontage albumine","CURA312094"," SMP23 8RC123 Tête de sprinkler à repeindre/changer","MC",null,"U200BATP","80U",null,"2023-04-25",0,1,0,null,null,"BIOMED_ULIS","BAT08RC123Salle pontage albumineCURA312094 SMP23 8RC123 Tête de sprinkler à repeindre/changer80U"]
["BAT08SS59","Sas de désinfection et transfert","CURA312118","SMP23 Résine  et plinthes 8SS59 et 8SS66","MC",null,"U200BATP","13U","603 443,00","3000-01-01",0,1,0,null,null,"BIOMED_ULIS","BAT08SS59Sas de désinfection et transfertCURA312118SMP23 Résine  et plinthes 8SS59 et 8SS6613U"]
["BAT08RC68","Sas sortie déchets b8","CURA312144","SMP23 8RC51 Résine sol","MC",null,"U200BATP","13U","603 469,00","3000-01-01",0,1,0,null,null,"BIOMED_ULIS","BAT08RC68Sas sortie déchets b8CURA312144SMP23 8RC51 Résine sol13U"]
["NEP07ST07","Station NEP laverie Gamma","CURA312173","Défaut objet non pret","MC",null,"U236NEP","11U","603 530,00","3000-01-01",0,1,0,null,null,"BIOMED_ULIS","NEP07ST07Station NEP laverie GammaCURA312173Défaut objet non pret11U"]
["NEP07PV03","Van. départ vers tableaux pontage gamma","CURA312189","Fuite de la menbranne","MC",null,"U236NEP","11U","603 548,00","3000-01-01",0,1,0,null,null,"BIOMED_ULIS","NEP07PV03Van. départ vers tableaux pontage gammaCURA312189Fuite de la menbranne11U"]
["BAT08","Bâtiment 8 de production","CURA312305","Commande variateur de vitesse HVAC mise en stock","MC",null,"U400","10U","604 629,00","3000-01-01",0,1,0,null,null,"BIOMED_ULIS","BAT08Bâtiment 8 de productionCURA312305Commande variateur de vitesse HVAC mise en stock10U"]
["ELEHTB09","Circuit haute tension poste B9","CURA312446","Maintenance préventive poste HT et TGBT","MPS",null,"U222ELE","10U","605 013,00","3000-01-01",0,1,0,null,null,"BIOMED_ULIS","ELEHTB09Circuit haute tension poste B9CURA312446Maintenance préventive poste HT et TGBT10U"]
["PLAELEV04","Elévateur pneumatique plasma n°4","CURA312522","Raccord AC PLAELEV04 HS","MPC",null,"U410","11U","605 147,00","3000-01-01",0,1,0,null,null,"BIOMED_ULIS","PLAELEV04Elévateur pneumatique plasma n°4CURA312522Raccord AC PLAELEV04 HS11U"]
["GAMR007","Réacteur n°07 fractionnement gamma","CURA312550","Pris en glace du réacteur","MC",null,"U441","11U",null,"2023-05-08",0,1,0,null,null,"BIOMED_ULIS","GAMR007Réacteur n°07 fractionnement gammaCURA312550Pris en glace du réacteur11U"]
["BAT041412","Local Décongélation chargement découpe","CURA312592","SMP23 41412 Silicone joint mur au dessus AC404R103","MC",null,"U200BATP","13U","605 274,00","3000-01-01",0,1,0,null,null,"BIOMED_ULIS","BAT041412Local Décongélation chargement découpeCURA312592SMP23 41412 Silicone joint mur au dessus AC404R10313U"]
["BAT08RC226","Couloir « flux propre »","CURA312622","Porte du placard de rangement décrochée","MC",null,"U200BATP","13U","605 370,00","3000-01-01",0,1,0,null,null,"BIOMED_ULIS","BAT08RC226Couloir « flux propre »CURA312622Porte du placard de rangement décrochée13U"]
["BAT04RC411","Local Réception","CURA312640","SMP23 4RC411   AC404R124 à nettoyer ou remplacer","MC",null,"U200BATP","10U","605 427,00","3000-01-01",0,1,0,null,null,"BIOMED_ULIS","BAT04RC411Local RéceptionCURA312640SMP23 4RC411   AC404R124 à nettoyer ou remplacer10U"]
["NEP07ST07","Station NEP laverie Gamma","CURA312722","Défaut manque solution lavage à la soude","MC",null,"U236NEP","11U","605 669,00","3000-01-01",0,1,0,null,null,"BIOMED_ULIS","NEP07ST07Station NEP laverie GammaCURA312722Défaut manque solution lavage à la soude11U"]
["AC132","Air ventilé 1SS51","CURA312766","Tube fluo tombe en 1SS51","SER",null,"U222AC","10U","605 791,00","3000-01-01",0,1,0,null,null,"BIOMED_ULIS","AC132Air ventilé 1SS51CURA312766Tube fluo tombe en 1SS5110U"]
["ALBR08","Réacteur UF albumine UF2","CURA312817","Vidange cuve","MC",null,"U440","11U","605 913,00","3000-01-01",0,1,0,null,null,"BIOMED_ULIS","ALBR08Réacteur UF albumine UF2CURA312817Vidange cuve11U"]
["ALBR004","Réacteur n°4 fractionnement albumine","CURA312916","Démontage canne event","MC",null,"U440","11U","606 021,00","3000-01-01",0,1,0,null,null,"BIOMED_ULIS","ALBR004Réacteur n°4 fractionnement albumineCURA312916Démontage canne event11U"]
["PLASKID01","Chariot filtr. envoi plasma avant PLATH","CURA312967","Defaut renvoi surnageant","MC",null,"U236NEP","11U","606 067,00","3000-01-01",0,1,0,null,null,"BIOMED_ULIS","PLASKID01Chariot filtr. envoi plasma avant PLATHCURA312967Defaut renvoi surnageant11U"]
["PLABOL487","Bol de centri BKA28 N°487","CURA313035","Double enveloppe","MC",null,"U410","11U","606 134,00","3000-01-01",0,1,0,null,null,"BIOMED_ULIS","PLABOL487Bol de centri BKA28 N°487CURA313035Double enveloppe11U"]
["UDA1UR06","Chaine UPLC ensemble de 4 modules","CURA313070","Intervention curative suite à panne en 05/2023","MC",null,"U855","70U","606 395,00","3000-01-01",0,1,0,null,null,"BIOTECH_ULIS","UDA1UR06Chaine UPLC ensemble de 4 modulesCURA313070Intervention curative suite à panne en 05/202370U"]
["BAT01","Bâtiment 1 commun","CURA313126","Silicone sur pompe WCT08","MC",null,"U235BATU","13U","606 459,00","3000-01-01",0,1,0,null,null,"BIOMED_ULIS","BAT01Bâtiment 1 communCURA313126Silicone sur pompe WCT0813U"]
["DCGPEL100","Ligne de découpe","CURA313162","Réparation peigne inox de la machine de coupe DCGPEL100","MC",null,"U411","11U","606 502,00","3000-01-01",0,1,0,null,null,"BIOMED_ULIS","DCGPEL100Ligne de découpeCURA313162Réparation peigne inox de la machine de coupe DCGPEL10011U"]
["BAT08","Bâtiment 8 de production","CURA313242","Tests éthanol-azote","SER",null,"U200BATP","10U","606 629,00","3000-01-01",0,1,0,null,null,"BIOMED_ULIS","BAT08Bâtiment 8 de productionCURA313242Tests éthanol-azote10U"]
["AC17CT17","CTA  Process extention B8  20 000m3/h ( En terrasse )","CURA313292","Maintenance variateurs soufflage- extraction HVAC société SEIBO","AME",null,"U222AC","10U","606 679,00","3000-01-01",0,1,0,null,null,"BIOMED_ULIS","AC17CT17CTA  Process extention B8  20 000m3/h ( En terrasse )CURA313292Maintenance variateurs soufflage- extraction HVAC société SEIBO10U"]
["ACCE035","Extracteur d'air 1SS35","CURA313311","Mise en place capteur pour analyse vibratoire société I-CARE","AME",null,"U222AC","10U","606 698,00","3000-01-01",0,1,0,null,null,"BIOMED_ULIS","ACCE035Extracteur d'air 1SS35CURA313311Mise en place capteur pour analyse vibratoire société I-CARE10U"]
["ADEF127","Skid Filtration ATIII","CURA313342","Pas d'alimentation sur le skid127","MC",null,"U421DEAE","11U","606 750,00","3000-01-01",0,1,0,null,null,"BIOMED_ULIS","ADEF127Skid Filtration ATIIICURA313342Pas d'alimentation sur le skid12711U"]
["BAT08","Bâtiment 8 de production","CURA313389","Identification et rangement flexibles cour anglaise","MC",null,"U200BATP","11U","606 810,00","3000-01-01",0,1,0,null,null,"BIOMED_ULIS","BAT08Bâtiment 8 de productionCURA313389Identification et rangement flexibles cour anglaise11U"]
["BAT08RC44","Atelier mise en poches UF2","CURA313438","Luminaire réglette défectueux dans la 8RC44","MC",null,"U200BATP","10U","606 939,00","3000-01-01",0,1,0,null,null,"BIOMED_ULIS","BAT08RC44Atelier mise en poches UF2CURA313438Luminaire réglette défectueux dans la 8RC4410U"]
["DCGMC101","Module de coupe et extraction des poches","CURA313501","Rouleau coincé et filetage écrou de serrage rouleau HS","MC",null,"U411","11U","607 087,00","3000-01-01",0,1,0,null,null,"BIOMED_ULIS","DCGMC101Module de coupe et extraction des pochesCURA313501Rouleau coincé et filetage écrou de serrage rouleau HS11U"]
["BCHDISP01","Système de distribution opus n°11712012","U_METR000046","Vérification PERIODIQUE opus","MPS","METR","U624UAP","22U","628 853,00","2024-09-13",3,1,0,26,1,"BIOMED_ULIS","BCHDISP01Système de distribution opus n°11712012U_METR000046Vérification PERIODIQUE opus22U26"]
["AC41CT41","Caisson traitement air labos 1334 à 1339","CURA313671","Nettoyage du caisson","MC",null,"U222AC","10U","607 300,00","3000-01-01",0,1,0,null,null,"BIOMED_ULIS","AC41CT41Caisson traitement air labos 1334 à 1339CURA313671Nettoyage du caisson10U"]
["BAT04ARM022","Armoire puissance moteurs utilités s-sol","CURA313765","Température interne trop haute","MC",null,"U222ELE","10U","607 395,00","3000-01-01",0,1,0,null,null,"BIOMED_ULIS","BAT04ARM022Armoire puissance moteurs utilités s-solCURA313765Température interne trop haute10U"]
["BAT08SS66","LOCAL DE PESEES","CURA313821","SMP2023 peinture mur derrière poubelle","MC",null,"U200BATP","13U","607 515,00","3000-01-01",0,1,0,null,null,"BIOMED_ULIS","BAT08SS66LOCAL DE PESEESCURA313821SMP2023 peinture mur derrière poubelle13U"]
["WE2CT20","Cuve surnageant centrifugation gamma","CURA313888","Défaut niveau haut","MC",null,"U236WE","11U","607 590,00","3000-01-01",0,1,0,null,null,"BIOMED_ULIS","WE2CT20Cuve surnageant centrifugation gammaCURA313888Défaut niveau haut11U"]
["ALBR08","Réacteur UF albumine UF2","CURA313913","RAZ pesons","MC",null,"U440","11U","607 624,00","3000-01-01",0,1,0,null,null,"BIOMED_ULIS","ALBR08Réacteur UF albumine UF2CURA313913RAZ pesons11U"]
["BAT0103","Bâtiment 1 laboratoires de contrôle","CURA313937","Remise en état local 1301","MC",null,"S244","10U","607 667,00","3000-01-01",0,1,0,null,null,"BIOMED_ULIS","BAT0103Bâtiment 1 laboratoires de contrôleCURA313937Remise en état local 130110U"]
["APMELEV01","Table élévatrice Atelier Prépa. Mat.","CURA314018","Décalage position haute du monte charge en 8SS73 APMELEV01","MC",null,"U408PMML","15U","607 747,00","3000-01-01",0,1,0,null,null,"ULIS","APMELEV01Table élévatrice Atelier Prépa. Mat.CURA314018Décalage position haute du monte charge en 8SS73 APMELEV0115U"]
["ADEUF125","Skid UF2 Alfa 1","CURA314087","Problème de lecture de la vitesse d'agitation cuve ADER162","MC",null,"U421DEAE","11U","607 845,00","3000-01-01",0,1,0,null,null,"BIOMED_ULIS","ADEUF125Skid UF2 Alfa 1CURA314087Problème de lecture de la vitesse d'agitation cuve ADER16211U"]
["SW7","Prod. & distrib eau adoucie avec saumure pour ORION PW3","CURA314088","Niveau capteur","MC",null,"U222W","11U","607 846,00","3000-01-01",0,1,0,null,null,"BIOMED_ULIS","SW7Prod. & distrib eau adoucie avec saumure pour ORION PW3CURA314088Niveau capteur11U"]
["MGPCF36","Chambre froide -40° c n°36 Stockage Plasma","CURA314150","Remplacement des barillet de porte d'évacuation","MC",null,"U406","13U","607 945,00","3000-01-01",0,1,0,null,null,"BIOMED_ULIS","MGPCF36Chambre froide -40° c n°36 Stockage PlasmaCURA314150Remplacement des barillet de porte d'évacuation13U"]
["RF14EVA02","Evaporateur couloir cf n°13 - 40°C","CURA314278","Dégivrage du caisson","MC",null,"U222RF","10U","608 069,00","3000-01-01",0,1,0,null,null,"BIOMED_ULIS","RF14EVA02Evaporateur couloir cf n°13 - 40°CCURA314278Dégivrage du caisson10U"]
["GAMR009","Réacteur n°09 fractionnement gamma","CURA314315","Demonatge leche paroi","MC",null,"U441","11U","608 106,00","3000-01-01",0,1,0,null,null,"BIOMED_ULIS","GAMR009Réacteur n°09 fractionnement gammaCURA314315Demonatge leche paroi11U"]
["BAT04RC406","Local Mise en suspension","CURA314432","Reprise joint plateforme","MC",null,"U200BATP","13U","608 199,00","3000-01-01",0,1,0,null,null,"BIOMED_ULIS","BAT04RC406Local Mise en suspensionCURA314432Reprise joint plateforme13U"]
["COMOUT16","Chariot de COMMAL01 B1","CURA314524","Remplacement des roues","MC",null,"U411","11U","608 397,00","3000-01-01",0,1,0,null,null,"BIOMED_ULIS","COMOUT16Chariot de COMMAL01 B1CURA314524Remplacement des roues11U"]
["NEP05ST05","Station NEP laverie Albumine","CURA314609","Demande de RAZ","MC",null,"U236NEP","11U","608 512,00","3000-01-01",0,1,0,null,null,"BIOMED_ULIS",{"$f":"_xlfn.TEXTJOIN(\"\",TRUE,A28674:D28674,H28674,N28674)","v":"NEP05ST05Station NEP laverie AlbumineCURA314609Demande de RAZ11U"}]
["ALBR08","Réacteur UF albumine UF2","CURA314648","Demande vidange","MC",null,"U440","11U","608 561,00","3000-01-01",0,1,0,null,null,"BIOMED_ULIS","ALBR08Réacteur UF albumine UF2CURA314648Demande vidange11U"]
["BAT04","Bâtiment 4 Centrale énergie","CURA314718"," zone de dépotage tuyau d eau casser ( acide/soude )","MC",null,"U235BATL","11U","608 633,00","3000-01-01",0,1,0,null,null,"BIOMED_ULIS","BAT04Bâtiment 4 Centrale énergieCURA314718 zone de dépotage tuyau d eau casser ( acide/soude )11U"]
["BAT18","Bâtiment 18","CURA314778","Remise en service de la clim","MC",null,"S244","10U","608 701,00","3000-01-01",0,1,0,null,null,"BIOMED_ULIS","BAT18Bâtiment 18CURA314778Remise en service de la clim10U"]
["PLAR01","Mélangeur fondoir plasma n°1","CURA314858","Température caloporteur sortie  fondoir PLAR01 non conforme > 60°c","MC",null,"U410","11U","608 789,00","3000-01-01",0,1,0,null,null,"BIOMED_ULIS","PLAR01Mélangeur fondoir plasma n°1CURA314858Température caloporteur sortie  fondoir PLAR01 non conforme > 60°c11U"]
["APMTRP01","Transpalette Inox EXT n°1","CURA314885","Fuite Transpalette Inox","MC",null,"U408PMML","15U","608 798,00","3000-01-01",0,1,0,null,null,"BIOMED_ULIS","APMTRP01Transpalette Inox EXT n°1CURA314885Fuite Transpalette Inox15U"]
["BATEX","Extérieurs bâtiments","CURA314952","Divers travaux","MC",null,"U200BATP","13U","608 911,00","3000-01-01",0,1,0,null,null,"BIOMED_ULIS","BATEXExtérieurs bâtimentsCURA314952Divers travaux13U"]
["IS1CHD03","Chaudière n°3","U_CONT000013","Visite réglementaire pression/vapeur","MPS","DEF","U222IS","15U","608 983,00","2025-01-12",3,30,0,104,1,"BIOMED_ULIS","IS1CHD03Chaudière n°3U_CONT000013Visite réglementaire pression/vapeur15U104"]
["ALBR08","Réacteur UF albumine UF2","CURA315026","Demande de RAZ","MC",null,"U440","11U","609 035,00","3000-01-01",0,1,0,null,null,"BIOMED_ULIS","ALBR08Réacteur UF albumine UF2CURA315026Demande de RAZ11U"]
["PLAPAL04","Palan électrique articulée centri. plasma","CURA315131","Sangle palan effilochée","MC",null,"U440LEV","15U","609 140,00","3000-01-01",0,1,0,null,null,"BIOMED_ULIS","PLAPAL04Palan électrique articulée centri. plasmaCURA315131Sangle palan effilochée15U"]
["RF13RHC02","Moto compresseur n°2 circuit n°3 -40°C","CURA315196","Fuite de fluide frigorigéne sur joint schrader","MC",null,"U222RF","10U","609 207,00","3000-01-01",0,1,0,null,null,"BIOMED_ULIS","RF13RHC02Moto compresseur n°2 circuit n°3 -40°CCURA315196Fuite de fluide frigorigéne sur joint schrader10U"]
["NEP02ST02","Sous-station NEP ADEAE","CURA315228","Défaut contrôle débit d'envoi","MC",null,"U236NEP","11U","609 310,00","3000-01-01",0,1,0,null,null,"BIOMED_ULIS","NEP02ST02Sous-station NEP ADEAECURA315228Défaut contrôle débit d'envoi11U"]
["GAMR43","Réacteur 15m3 n°43","CURA315318","RAZ pesons","MC",null,"U441","11U","609 410,00","3000-01-01",0,1,0,null,null,"BIOMED_ULIS","GAMR43Réacteur 15m3 n°43CURA315318RAZ pesons11U"]
["RF63","Groupe froid production GW0 (2 circuits)","U_FROID000059","Pré-inspection visite réglementaire groupe froid","MPS","FROI","U222GW","10U","609 460,00","2025-06-19",3,1,0,170,1,"BIOMED_ULIS","RF63Groupe froid production GW0 (2 circuits)U_FROID000059Pré-inspection visite réglementaire groupe froid10U170"]
["NEP04ST04","Station NEP réacteurs + UF Albumine","CURA315425","Défaut température retour incorrecte","MC",null,"U236NEP","11U","609 538,00","3000-01-01",0,1,0,null,null,"BIOMED_ULIS","NEP04ST04Station NEP réacteurs + UF AlbumineCURA315425Défaut température retour incorrecte11U"]
["NEP07PV16","Vanne direc. retour tableau pont. GAMTB","CURA315520","Défauts de Compte-Rendu récurrents","MC",null,"U236NEP","11U","609 649,00","3000-01-01",0,1,0,null,null,"BIOMED_ULIS","NEP07PV16Vanne direc. retour tableau pont. GAMTBCURA315520Défauts de Compte-Rendu récurrents11U"]
["ADER175_001","Cuve mobile 700L","CURA315613","Roues Cuve ADER175 à remplacer","MC",null,"U421DEAE","11U","609 820,00","3000-01-01",0,1,0,null,null,"BIOMED_ULIS","ADER175_001Cuve mobile 700LCURA315613Roues Cuve ADER175 à remplacer11U"]
["DCGPEL100","Ligne de découpe","U_CLIM000232","Maintenance gaine de soufflage/reprise","MPS","CLIM","U411","10U",null,"2024-07-22",3,1,0,365,0,"BIOMED_ULIS","DCGPEL100Ligne de découpeU_CLIM000232Maintenance gaine de soufflage/reprise10U365"]
["ADEUF123","Skid UFAlbumine","CURA315747","Dijonction","MC",null,"U421DEAE","11U","609 983,00","3000-01-01",0,1,0,null,null,"BIOMED_ULIS","ADEUF123Skid UFAlbumineCURA315747Dijonction11U"]
["BAT11RC35","Pièce 11RC35 stockage 15-25°C","CURA315783","Supprimer la poigné actuelle de la prison, ne laisser l'ouverture possible qu'avec la clé de la serrure si possible.","MC",null,"U200BATP","13U","610 034,00","3000-01-01",0,1,0,null,null,"BIOMED_ULIS","BAT11RC35Pièce 11RC35 stockage 15-25°CCURA315783Supprimer la poigné actuelle de la prison, ne laisser l'ouverture possible qu'avec la clé de la serrure si possible.13U"]
["BAT08RC136","Sas sortie produit intermédiaire","CURA315850","Installation de marteaux brise-glace","MC",null,"U200BATP","13U","610 124,00","3000-01-01",0,1,0,null,null,"BIOMED_ULIS","BAT08RC136Sas sortie produit intermédiaireCURA315850Installation de marteaux brise-glace13U"]
["ALBPV98","Vanne pneu. évent ALBFP06","CURA315921","Compte rendu HS","MC",null,"U440","11U","610 199,00","3000-01-01",0,1,0,null,null,"BIOMED_ULIS","ALBPV98Vanne pneu. évent ALBFP06CURA315921Compte rendu HS11U"]
["COMMAL02","Machine à laver n° 6T090131","CURA316002","Modification du programme","MC",null,"U411","12U","610 284,00","3000-01-01",0,1,0,null,null,"BIOMED_ULIS","COMMAL02Machine à laver n° 6T090131CURA316002Modification du programme12U"]
["WWACC01","Aéroréfrigérant refroidis. effluents NEP","CURA316102","Problème de disjonction","MC",null,"U236NEP","11U","610 397,00","3000-01-01",0,1,0,null,null,"BIOMED_ULIS","WWACC01Aéroréfrigérant refroidis. effluents NEPCURA316102Problème de disjonction11U"]
["BAT01SS28","Atelier découpe des poches plasma","CURA316146","Resine 1SS28 abimee","MC",null,"U200BATP","13U","610 482,00","3000-01-01",0,1,0,null,null,"BIOMED_ULIS","BAT01SS28Atelier découpe des poches plasmaCURA316146Resine 1SS28 abimee13U"]
["BAT11","Bâtiment 11 Magasin général et plasma","CURA316231","Mise en place système d'arrosage condenseurs","SER",null,"U235BATL","10U","610 883,00","3000-01-01",0,1,0,null,null,"BIOMED_ULIS","BAT11Bâtiment 11 Magasin général et plasmaCURA316231Mise en place système d'arrosage condenseurs10U"]
["BAT01SS31","Atelier broyage plasma","CURA316259","Loquet de sécurité palan inversé","MC",null,"U200BATP","15U","611 136,00","3000-01-01",0,1,0,null,null,"BIOMED_ULIS","BAT01SS31Atelier broyage plasmaCURA316259Loquet de sécurité palan inversé15U"]
["ADER144_070","Cuve de reception Cryosurnageant 1600L","CURA316336","Détecteur de niveau bas HS","MC",null,"U421DEAE","11U","611 229,00","3000-01-01",0,1,0,null,null,"BIOMED_ULIS","ADER144_070Cuve de reception Cryosurnageant 1600LCURA316336Détecteur de niveau bas HS11U"]
["MGGCONG18","Container -22°C","CURA316491","Installation container 20m3 (-20°C) au niveau du quai N°5 - BAT11","MC",null,"U235BATL","10U","611 413,00","3000-01-01",0,1,0,null,null,"BIOMED_ULIS","MGGCONG18Container -22°CCURA316491Installation container 20m3 (-20°C) au niveau du quai N°5 - BAT1110U"]
["PLABATI814","Centrifugeuse plasma NS 814","CURA316531","Controle hauteur","MC",null,"U410","11U","611 457,00","3000-01-01",0,1,0,null,null,"BIOMED_ULIS","PLABATI814Centrifugeuse plasma NS 814CURA316531Controle hauteur11U"]
["MGGCMT71","Sonde ambiance n°2","U_METROLOGIE    12","Vérification CURATIVE température","MC","METR","U168","11U","611 994,00","3000-01-01",0,1,0,null,null,"BIOMED_ULIS","MGGCMT71Sonde ambiance n°2U_METROLOGIE    12Vérification CURATIVE température11U"]
["NEP06PV15","Van. retour depuis  FP Gamma - GAMTH","CURA316616","En defaut","MC",null,"U236NEP","11U","611 568,00","3000-01-01",0,1,0,null,null,"BIOMED_ULIS","NEP06PV15Van. retour depuis  FP Gamma - GAMTHCURA316616En defaut11U"]
["MGGCONG01","Congélateur - 80°C","CURA316667","Alarme GTC","MCU",null,"U168","11U","611 647,00","3000-01-01",0,1,0,null,null,"BIOMED_ULIS","MGGCONG01Congélateur - 80°CCURA316667Alarme GTC11U"]
["BAT01SS31","Atelier broyage plasma","CURA316734","Support EPPI 1SS31","MC",null,"U200BATP","13U","611 824,00","3000-01-01",0,1,0,null,null,"BIOMED_ULIS","BAT01SS31Atelier broyage plasmaCURA316734Support EPPI 1SS3113U"]
["AC10F46","Soufflage - Caisson Filtre H14 - 8RC143","U_CLIM000138","Remplacement filtre HEPA","MPS","CLIM","U222AC","10U",null,"2029-07-13",2,1,0,"2 190,00",0,"BIOMED_ULIS","AC10F46Soufflage - Caisson Filtre H14 - 8RC143U_CLIM000138Remplacement filtre HEPA10U2 190,00"]
["ALBFP06","Filtre-presse albumine T I+II+III","CURA316813","Blocage sur FP T123 : Refroidissement après NEP bloqué","MC",null,"U440","12U","611 925,00","3000-01-01",0,1,0,null,null,"BIOMED_ULIS","ALBFP06Filtre-presse albumine T I+II+IIICURA316813Blocage sur FP T123 : Refroidissement après NEP bloqué12U"]
["HNAF03","Carter filtration inox 5µm n°3 réseau soude","U_PROC0000210","Remplacement cartouche de filtration réseau soude","MPS","MAINT","U236NEP","11U","648 642,00","2024-11-27",3,1,0,60,0,"BIOMED_ULIS","HNAF03Carter filtration inox 5µm n°3 réseau soudeU_PROC0000210Remplacement cartouche de filtration réseau soude11U60"]
["AC01","Air climatisé zone de fabrication b8 : Atelier Albumine","U_PROC000213","Maintenance circuit azote","MPS","PROD","222CA","11U","612 030,00","3000-01-01",3,1,0,104,1,"BIOMED_ULIS","AC01Air climatisé zone de fabrication b8 : Atelier AlbumineU_PROC000213Maintenance circuit azote11U104"]
["PLAPEL02","Machine à peler les poches plasma","CURA316880","Remplacement Prise harting Peleuse","MPS",null,"U410","11U","612 027,00","3000-01-01",0,1,0,null,null,"BIOMED_ULIS","PLAPEL02Machine à peler les poches plasmaCURA316880Remplacement Prise harting Peleuse11U"]
["GAMELEV01","Elevateur terres reacteurs 8RC62","CURA316942","Élévateur hs","MC",null,"U441","11U","612 102,00","3000-01-01",0,1,0,null,null,"BIOMED_ULIS","GAMELEV01Elevateur terres reacteurs 8RC62CURA316942Élévateur hs11U"]
["LPRCMT09","Enregistrement T° LPRREF04","U_METR000012","Vérification PERIODIQUE température","MPS","DEF","U440COM","24U",null,"2025-07-20",3,1,0,52,1,"BIOMED_ULIS","LPRCMT09Enregistrement T° LPRREF04U_METR000012Vérification PERIODIQUE température24U52"]
["GAMCENTRI","Equipements atelier centrifugation gamma","CURA317070","Consignation AT2023","MC",null,"U441","11U","612 271,00","3000-01-01",0,1,0,null,null,"BIOMED_ULIS","GAMCENTRIEquipements atelier centrifugation gammaCURA317070Consignation AT202311U"]
["TECHCMP10","Entrée de pression sur module interchangeable","U_METROLOGIE    26","Vérification CURATIVE labo extérieur","MC","METR","U205","10U","612 288,00","3000-01-01",0,1,0,null,null,"BIOMED_ULIS","TECHCMP10Entrée de pression sur module interchangeableU_METROLOGIE    26Vérification CURATIVE labo extérieur10U"]
["MGGCONG18","Container -22°C","CURA317121","Alarme température haute","MC",null,"U168","11U","612 338,00","3000-01-01",0,1,0,null,null,"BIOMED_ULIS","MGGCONG18Container -22°CCURA317121Alarme température haute11U"]
["FIBF1300","Filtre évent cuve FIBR1300","U_PROC000194","Test intégrité après utilisation + Remplacement cartouche","MPS","FLPR","U411","11U","623 787,00","2024-12-01",3,1,0,52,1,"BIOMED_ULIS","FIBF1300Filtre évent cuve FIBR1300U_PROC000194Test intégrité après utilisation + Remplacement cartouche11U52"]
["AC02F39","Soufflage - Filtre H14 - 8SS73","U_CLIM000138","Remplacement filtre HEPA","MPS","CLIM","U222AC","10U","645 774,00","2066-07-05",3,1,0,"2 190,00",1,"BIOMED_ULIS","AC02F39Soufflage - Filtre H14 - 8SS73U_CLIM000138Remplacement filtre HEPA10U2 190,00"]
["AC02F57","Soufflage - Filtre H14 - 8RC136","U_CLIM000138","Remplacement filtre HEPA","MPS","CLIM","U222AC","10U","645 792,00","2066-07-05",3,1,0,"2 190,00",1,"BIOMED_ULIS","AC02F57Soufflage - Filtre H14 - 8RC136U_CLIM000138Remplacement filtre HEPA10U2 190,00"]
["INDUSAPPLI07","Application supervision WFI","CURA317246","UCFR21API : SCC3 - Mise à jour suite intégration SBD106 et SBD108 sous SCC3","MC",null,"U236DIV","12U","612 652,00","3000-01-01",0,1,0,null,null,"BIOMED_ULIS","INDUSAPPLI07Application supervision WFICURA317246UCFR21API : SCC3 - Mise à jour suite intégration SBD106 et SBD108 sous SCC312U"]
["HNO","Stockage et distribution acide nitrique","CURA317292","Consignation des vannes manuelles des pompes","MC",null,"U236NEP","11U","612 730,00","3000-01-01",0,1,0,null,null,"BIOMED_ULIS","HNOStockage et distribution acide nitriqueCURA317292Consignation des vannes manuelles des pompes11U"]
["WFIT02","Cuve Eau PPI","CURA317351","Remplissage de la cuve","MC",null,"U236WFI","11U","612 802,00","3000-01-01",0,1,0,null,null,"BIOMED_ULIS","WFIT02Cuve Eau PPICURA317351Remplissage de la cuve11U"]
["DW","Réseau de distribution eau de ville","CURA317457","Fuite  d'eau","MC",null,"U222DW","11U","612 905,00","3000-01-01",0,1,0,null,null,"BIOMED_ULIS","DWRéseau de distribution eau de villeCURA317457Fuite  d'eau11U"]
["BAT11","Bâtiment 11 Magasin général et plasma","CURA317520","AT 2023 - Remise en service du froid ateliers EPL2CF07, MGPCF10 et MGPCF14","MC",null,"U235BATL","10U","613 017,00","3000-01-01",0,1,0,null,null,"BIOMED_ULIS","BAT11Bâtiment 11 Magasin général et plasmaCURA317520AT 2023 - Remise en service du froid ateliers EPL2CF07, MGPCF10 et MGPCF1410U"]
["ALBPV54","Vanne diverter rege K7 UF120 Bas","CURA317607","Fuite vanne","MC",null,"U440","11U","613 258,00","3000-01-01",0,1,0,null,null,"BIOMED_ULIS","ALBPV54Vanne diverter rege K7 UF120 BasCURA317607Fuite vanne11U"]
["EXCQBREF03","Réfrigérateur Froilabo n°217810","U_LABO000018","Intervention curative","MC","DEF","U633","71U","613 295,00","3000-01-01",0,1,0,null,null,"BIOTECH_ULIS","EXCQBREF03Réfrigérateur Froilabo n°217810U_LABO000018Intervention curative71U"]
["CRDCF1250","Chambre froide -35°C pièce 1250","CURA317734","Modification seuil haut","MC",null,"U851","12U","613 547,00","3000-01-01",0,1,0,null,null,"BIOTECH_ULIS","CRDCF1250Chambre froide -35°C pièce 1250CURA317734Modification seuil haut12U"]
["AC10","Air climatisé couloirs production rdc b8","CURA317776","Démarrage suite à écobio","MC",null,"U222AC","11U","613 602,00","3000-01-01",0,1,0,null,null,"BIOMED_ULIS","AC10Air climatisé couloirs production rdc b8CURA317776Démarrage suite à écobio11U"]
["AC17F07","Filtration terminale 8P201- 6P6","CURA317881","Remplacement filtre","MC",null,"U222AC","10U","613 930,00","3000-01-01",0,1,0,null,null,"BIOMED_ULIS","AC17F07Filtration terminale 8P201- 6P6CURA317881Remplacement filtre10U"]
["AC64F03","Filtration Terminale n°3 Clim 1SS32","CURA317932","Remplacement filtre","MC",null,"U222AC","10U","613 988,00","3000-01-01",0,1,0,null,null,"BIOMED_ULIS","AC64F03Filtration Terminale n°3 Clim 1SS32CURA317932Remplacement filtre10U"]
["GW9","Production distri. eau glycolée -12°C","CURA317973","Appoint de glycol dans la bache","MC",null,"U222GW","10U","614 057,00","3000-01-01",0,1,0,null,null,"BIOMED_ULIS","GW9Production distri. eau glycolée -12°CCURA317973Appoint de glycol dans la bache10U"]
["WFISBD310","Système stockage WFI ADEAE","CURA318094","Défaut boucle principale","MC",null,"U236WFI","11U","614 279,00","3000-01-01",0,1,0,null,null,"BIOMED_ULIS",{"$f":"_xlfn.TEXTJOIN(\"\",TRUE,A29698:D29698,H29698,N29698)","v":"WFISBD310Système stockage WFI ADEAECURA318094Défaut boucle principale11U"}]
["BAT08SS15","Local production eau PPI et CIP","CURA318165","Défaut éclairage","MC",null,"222ELE","10U","614 366,00","3000-01-01",0,1,0,null,null,"BIOMED_ULIS","BAT08SS15Local production eau PPI et CIPCURA318165Défaut éclairage10U"]
["DCGCMW01","Peson  Balance Trébuchet poche PMH","U_METR000001","Vérif. PERIODIQUE balance 0/30 Kg max.","MC","METR","U411","70U","643 249,00","2025-03-09",3,1,0,52,1,"BIOMED_ULIS","DCGCMW01Peson  Balance Trébuchet poche PMHU_METR000001Vérif. PERIODIQUE balance 0/30 Kg max.70U52"]
["ALBBS01","Bac n°1 mise sous soude laverie albumine","CURA318337","Nettoyage canalistion","MC",null,"U440","11U","614 959,00","3000-01-01",0,1,0,null,null,"BIOMED_ULIS","ALBBS01Bac n°1 mise sous soude laverie albumineCURA318337Nettoyage canalistion11U"]
["PLABOL487","Bol de centri BKA28 N°487","CURA318409","Démontage remontage double enveloppe","MC",null,"U410","11U","615 145,00","3000-01-01",0,1,0,null,null,"BIOMED_ULIS",{"$f":"_xlfn.TEXTJOIN(\"\",TRUE,A29762:D29762,H29762,N29762)","v":"PLABOL487Bol de centri BKA28 N°487CURA318409Démontage remontage double enveloppe11U"}]
["BAT08RC140","Local Mise à disposition A","CURA318441","Création de 2 support de charge transpalette","MC",null,"U200BATP","13U","615 172,00","3000-01-01",0,1,0,null,null,"BIOMED_ULIS","BAT08RC140Local Mise à disposition ACURA318441Création de 2 support de charge transpalette13U"]
["RF10EVA08","Evaporateur chambre froide OPLCF1367","CURA318477","Fuite d'eau au niveau de l'évaporateur","MC",null,"U222RF","10U","615 360,00","3000-01-01",0,1,0,null,null,"BIOMED_ULIS","RF10EVA08Evaporateur chambre froide OPLCF1367CURA318477Fuite d'eau au niveau de l'évaporateur10U"]
["CBCPT01","Compteur particules Malvern n° MAL1293103","U_LABO000014","Maintenance + Qualification","MPS","QUAL","U855","70U","654 832,00","2025-09-30",3,1,0,365,0,"BIOTECH_ULIS","CBCPT01Compteur particules Malvern n° MAL1293103U_LABO000014Maintenance + Qualification70U365"]
["ADEUF122","Skid ultrafiltration Fac IX ou Kanokad","CURA318601","Disjonction 400V","MC",null,"U421DEAE","11U","615 642,00","3000-01-01",0,1,0,null,null,"BIOMED_ULIS","ADEUF122Skid ultrafiltration Fac IX ou KanokadCURA318601Disjonction 400V11U"]
["MGGCONG18","Container -22°C","CURA318693","Appel GTC","MC",null,"U168","11U",null,"2023-09-01",0,1,0,null,null,"BIOMED_ULIS","MGGCONG18Container -22°CCURA318693Appel GTC11U"]
["WFISBD314","Sous boucle de distibution Alfalastin1","CURA318734","Défaut GW5CMP362_014","MC",null,"U236WFI","11U","616 022,00","3000-01-01",0,1,0,null,null,"BIOMED_ULIS","WFISBD314Sous boucle de distibution Alfalastin1CURA318734Défaut GW5CMP362_01411U"]
["ALBR001","Réacteur n°1 fractionnement albumine","CURA318763","Disque de rupture","MC",null,"U440","11U","616 051,00","3000-01-01",0,1,0,null,null,"BIOMED_ULIS","ALBR001Réacteur n°1 fractionnement albumineCURA318763Disque de rupture11U"]
["PLAGER04","Gerbeur élec. n°4 découpe poches","CURA318855","1SS28 : Refection peinture transpalette","MC",null,"U440LEV","13U","616 553,00","3000-01-01",0,1,0,null,null,"BIOMED_ULIS","PLAGER04Gerbeur élec. n°4 découpe pochesCURA3188551SS28 : Refection peinture transpalette13U"]
["ISPV154_025","Vanne de régulation débit vapeur","CURA318918","Fuite ac","MC",null,"U421DEAE","11U","617 004,00","3000-01-01",0,1,0,null,null,"BIOMED_ULIS","ISPV154_025Vanne de régulation débit vapeurCURA318918Fuite ac11U"]
["GAMTN","Tableau de pontage sortie réacteurs","CURA318968","Fournitures de joints","MC",null,"U441","11U","617 057,00","3000-01-01",0,1,0,null,null,"BIOMED_ULIS","GAMTNTableau de pontage sortie réacteursCURA318968Fournitures de joints11U"]
["SDWRS03","Flexible sortie caloporteur PLAR01","U_PROC000200","Remplacement flexible","MPS","AUTR","U410","11U","648 798,00","2026-07-12",3,1,0,104,1,"BIOMED_ULIS","SDWRS03Flexible sortie caloporteur PLAR01U_PROC000200Remplacement flexible11U104"]
["MGPCF13","Chambre froide n°13 couloir -40°C","CURA319043","Alarme GTC","MC",null,"U406","10U","617 147,00","3000-01-01",0,1,0,null,null,"BIOMED_ULIS","MGPCF13Chambre froide n°13 couloir -40°CCURA319043Alarme GTC10U"]
["BAT11CMT135","Enreg temp sonde ambiance n°135 11RC35 niveau 9m/BAT11ARM02","U_METR000012","Vérification PERIODIQUE température","MPS","METR","U200BATP","10U","651 447,00","2025-09-28",3,1,0,52,1,"BIOMED_ULIS","BAT11CMT135Enreg temp sonde ambiance n°135 11RC35 niveau 9m/BAT11ARM02U_METR000012Vérification PERIODIQUE température10U52"]
["BAT11CMT335","Enreg temp sonde ambiance n°335 11RC35 niveau 9m/BAT11ARM02","U_METROLOGIE    12","Vérification CURATIVE température","MC","METR","U200BATP","10U",null,"2049-09-08",0,1,0,null,null,"BIOMED_ULIS","BAT11CMT335Enreg temp sonde ambiance n°335 11RC35 niveau 9m/BAT11ARM02U_METROLOGIE    12Vérification CURATIVE température10U"]
["EXOPLCMM27","Enregistrement Hygrométrie","U_METR000026","Vérification PERIODIQUE labo extérieur","MPS","METR","U601OPL","20U",null,"2049-09-11",3,1,0,365,0,"BIOMED_ULIS","EXOPLCMM27Enregistrement HygrométrieU_METR000026Vérification PERIODIQUE labo extérieur20U365"]
["BAT01SS14","Pièce bâtiment 1SS14","CURA319202","Intervention porte coupe-feu","MC",null,"U235BATU","13U","617 559,00","3000-01-01",0,1,0,null,null,"BIOMED_ULIS","BAT01SS14Pièce bâtiment 1SS14CURA319202Intervention porte coupe-feu13U"]
["BAT01SS31","Atelier broyage plasma","CURA319271","Porte 1SS31 ne se ferme pas","MC",null,"U200BATP","13U","617 675,00","3000-01-01",0,1,0,null,null,"BIOMED_ULIS","BAT01SS31Atelier broyage plasmaCURA319271Porte 1SS31 ne se ferme pas13U"]
["BAT08PTA34","Porte auto coulis. FERMOD 8RC206/8RC213","CURA319334","Dysfonctionnement de la porte coulissante 8 RC 213 (ne se referme pas automatiquement)","MC",null,"U200BATP","13U","617 744,00","3000-01-01",0,1,0,null,null,"BIOMED_ULIS","BAT08PTA34Porte auto coulis. FERMOD 8RC206/8RC213CURA319334Dysfonctionnement de la porte coulissante 8 RC 213 (ne se referme pas automatiquement)13U"]
["AC04R12","Reprise - Grille - 8SS60","CURA319396","Grille de reprise CTA détachée pièce 8SS60","MC",null,"U222AC","10U","617 821,00","3000-01-01",0,1,0,null,null,"BIOMED_ULIS","AC04R12Reprise - Grille - 8SS60CURA319396Grille de reprise CTA détachée pièce 8SS6010U"]
["GAMRS47","Flexible Produit/ NEP","U_PROC000200","Remplacement flexible","MPS","AUTR","U441","11U","648 269,00","2026-07-09",3,1,0,104,1,"BIOMED_ULIS","GAMRS47Flexible Produit/ NEPU_PROC000200Remplacement flexible11U104"]
["BAT08RC104","Atelier  FP immunoglobuline","CURA319495","Divers travaux","MC",null,"U200BATP","13U","618 062,00","3000-01-01",0,1,0,null,null,"BIOMED_ULIS","BAT08RC104Atelier  FP immunoglobulineCURA319495Divers travaux13U"]
["NEP05ST05","Station NEP laverie Albumine","CURA319514","Défaut objet non pret","MC",null,"U236NEP","11U","618 068,00","3000-01-01",0,1,0,null,null,"BIOMED_ULIS","NEP05ST05Station NEP laverie AlbumineCURA319514Défaut objet non pret11U"]
["RF64","Groupe froid production GW0 (2 circuits)","CURA319560","Contacteur de transition 1K8 HS (circuit N°2)","MC",null,"U222GW","10U","618 381,00","3000-01-01",0,1,0,null,null,"BIOMED_ULIS","RF64Groupe froid production GW0 (2 circuits)CURA319560Contacteur de transition 1K8 HS (circuit N°2)10U"]
["BAT11RC35","Pièce 11RC35 stockage 15-25°C","CURA319601","2023 SECURILOG : Travaux suite a visite réglementaire des racks","MC",null,"U200BATP","13U",null,"2023-09-20",0,1,0,null,null,"BIOMED_ULIS","BAT11RC35Pièce 11RC35 stockage 15-25°CCURA3196012023 SECURILOG : Travaux suite a visite réglementaire des racks13U"]
["GAMR43","Réacteur 15m3 n°43","CURA319666","Mise en place de détrompeurs sur le système d'aspersion nettoyage des réacteurs GAMR41/42/43","MC",null,"U441","30U",null,"2023-09-21",0,1,0,null,null,"BIOMED_ULIS","GAMR43Réacteur 15m3 n°43CURA319666Mise en place de détrompeurs sur le système d'aspersion nettoyage des réacteurs GAMR41/42/4330U"]
["GAMR007","Réacteur n°07 fractionnement gamma","CURA319723","Fuite","MC",null,"U441","11U","618 564,00","3000-01-01",0,1,0,null,null,"BIOMED_ULIS","GAMR007Réacteur n°07 fractionnement gammaCURA319723Fuite11U"]
["CAPF0405","Filtration vers flush COMMAL02","U_PROC000194","Test intégrité après utilisation + Remplacement cartouche","MPS","FLPR","U222CA","11U","628 213,00","2024-12-31",3,1,0,52,1,"BIOMED_ULIS","CAPF0405Filtration vers flush COMMAL02U_PROC000194Test intégrité après utilisation + Remplacement cartouche11U52"]
["WFIBD50","Boucle distribution WFI chaude B4","CURA319794","Arrêt boucle principale","MC",null,"U236WFI","11U","618 869,00","3000-01-01",0,1,0,null,null,"BIOMED_ULIS","WFIBD50Boucle distribution WFI chaude B4CURA319794Arrêt boucle principale11U"]
["BAT08","Bâtiment 8 de production","CURA319853","Intervention société ICARE","MC",null,"U200BATP","10U","618 943,00","3000-01-01",0,1,0,null,null,"BIOMED_ULIS","BAT08Bâtiment 8 de productionCURA319853Intervention société ICARE10U"]
["BAT11","Bâtiment 11 Magasin général et plasma","CURA319900","RSD terrasse 11RC16 (Passerelle avec trous)","SER",null,"U235BATL","10U","618 990,00","3000-01-01",0,1,0,null,null,"BIOMED_ULIS","BAT11Bâtiment 11 Magasin général et plasmaCURA319900RSD terrasse 11RC16 (Passerelle avec trous)10U"]
["BAT08RC60","Atelier filtre presse albumine","CURA319945","Cache charnière double porte battante arraché en 8RC60","MC",null,"U200BATP","13U","619 038,00","3000-01-01",0,1,0,null,null,"BIOMED_ULIS","BAT08RC60Atelier filtre presse albumineCURA319945Cache charnière double porte battante arraché en 8RC6013U"]
["BAT08RC142","Local préparation tampons","CURA319994","Support manquant pour raclette en 8RC142","MC",null,"U200BATP","13U","619 088,00","3000-01-01",0,1,0,null,null,"BIOMED_ULIS","BAT08RC142Local préparation tamponsCURA319994Support manquant pour raclette en 8RC14213U"]
["ELEOND19","Onduleur Armoire Four","CURA320039","Défaut onduleur","MC",null,"U222ELE","10U","619 589,00","3000-01-01",0,1,0,null,null,"BIOMED_ULIS","ELEOND19Onduleur Armoire FourCURA320039Défaut onduleur10U"]
["NEP06ST06","Station NEP réacteurs Gamma","CURA320115","Réglage débit intro PW","MC",null,"U236NEP","11U","619 675,00","3000-01-01",0,1,0,null,null,"BIOMED_ULIS","NEP06ST06Station NEP réacteurs GammaCURA320115Réglage débit intro PW11U"]
["DDPCONG01","Congélateur Froilabo -80°C n°214665","CURA320216","Défaut température","MC",null,"U850","11U","619 941,00","3000-01-01",0,1,0,null,null,"BIOTECH_ULIS","DDPCONG01Congélateur Froilabo -80°C n°214665CURA320216Défaut température11U"]
["BAT08SS66","LOCAL DE PESEES","CURA320247","Peinture au sol du local","MC",null,"U200BATP","13U","619 983,00","3000-01-01",0,1,0,null,null,"BIOMED_ULIS","BAT08SS66LOCAL DE PESEESCURA320247Peinture au sol du local13U"]
["ALBR08","Réacteur UF albumine UF2","CURA320295","Aucune vannes ne se manipulent en fin d'étape de concentration","MC",null,"U440","11U","620 100,00","3000-01-01",0,1,0,null,null,"BIOMED_ULIS","ALBR08Réacteur UF albumine UF2CURA320295Aucune vannes ne se manipulent en fin d'étape de concentration11U"]
["PLAOUT12","Chariot de démontage des bols de centri.","CURA320342","Chariot plaout12","MC",null,"U410","11U","620 159,00","3000-01-01",0,1,0,null,null,"BIOMED_ULIS","PLAOUT12Chariot de démontage des bols de centri.CURA320342Chariot plaout1211U"]
["NEP07ST07","Station NEP laverie Gamma","CURA320416","Fuite lors du NEP à l'étape acide sur cuve mobile","MC",null,"U236NEP","11U","620 517,00","3000-01-01",0,1,0,null,null,"BIOMED_ULIS","NEP07ST07Station NEP laverie GammaCURA320416Fuite lors du NEP à l'étape acide sur cuve mobile11U"]
["ADEUF123","Skid UFAlbumine","CURA320460","Dijonction","MC",null,"U421DEAE","11U","620 592,00","3000-01-01",0,1,0,null,null,"BIOMED_ULIS","ADEUF123Skid UFAlbumineCURA320460Dijonction11U"]
["BAT10","Bâtiment 10 Ateliers et bureaux Services Techniques","CURA320513","Optimisation Atelier et Zones Techniques (Commande : Outillages & Consommables)","MC",null,"U200","11U",null,"2023-10-05",0,1,0,null,null,"BIOMED_ULIS","BAT10Bâtiment 10 Ateliers et bureaux Services TechniquesCURA320513Optimisation Atelier et Zones Techniques (Commande : Outillages & Consommables)11U"]
["BAT08RC215","Laverie ADEAE","CURA320546","Pression d'EPPI","MC",null,"U200BATP","11U","620 744,00","3000-01-01",0,1,0,null,null,"BIOMED_ULIS","BAT08RC215Laverie ADEAECURA320546Pression d'EPPI11U"]
["BAT01","Bâtiment 1 commun","CURA320618","Appel GTC","MC",null,"U235BATU","11U","620 814,00","3000-01-01",0,1,0,null,null,"BIOMED_ULIS","BAT01Bâtiment 1 communCURA320618Appel GTC11U"]
["ALBFP06","Filtre-presse albumine T I+II+III","CURA320652","Défaut manque solution HNA durant NEP","MC",null,"U440","11U","620 882,00","3000-01-01",0,1,0,null,null,"BIOMED_ULIS","ALBFP06Filtre-presse albumine T I+II+IIICURA320652Défaut manque solution HNA durant NEP11U"]
["HNAR400","Cuve 20m3 soude avec rétention","CURA320735","Probleme amorçage pompe transfert","MC",null,"U236NEP","11U",null,"2023-10-10",0,1,0,null,null,"BIOMED_ULIS","HNAR400Cuve 20m3 soude avec rétentionCURA320735Probleme amorçage pompe transfert11U"]
["WWR03","Cuve 15 000 litres effluents NEP","CURA320763","Ph bas suite dépotage acide B4","MC",null,"U235WW","11U","621 036,00","3000-01-01",0,1,0,null,null,"BIOMED_ULIS","WWR03Cuve 15 000 litres effluents NEPCURA320763Ph bas suite dépotage acide B411U"]
["ADEEQUIP","Equipements spécifiques atelier DEAE","CURA320813","Réfection des BOA","MC",null,"U421DEAE","11U",null,"2023-10-11",0,1,0,null,null,"BIOMED_ULIS","ADEEQUIPEquipements spécifiques atelier DEAECURA320813Réfection des BOA11U"]
["BAT04","Bâtiment 4 Centrale énergie","CURA320872","Sécurisation caillebotis 4RC427 CUVES ACIDE / SOUDE (Suite presque accident du 10/10/2023)","MC",null,"S244","13U","621 155,00","3000-01-01",0,1,0,null,null,"BIOMED_ULIS","BAT04Bâtiment 4 Centrale énergieCURA320872Sécurisation caillebotis 4RC427 CUVES ACIDE / SOUDE (Suite presque accident du 10/10/2023)13U"]
["ADEUF123","Skid UFAlbumine","CURA320935","Défauts disjonction","MC",null,"U421DEAE","11U","621 327,00","3000-01-01",0,1,0,null,null,"BIOMED_ULIS","ADEUF123Skid UFAlbumineCURA320935Défauts disjonction11U"]
["MGGCEL05","Chariot élévateur thermique n°5","CURA320964","Chariot Gaz MGGCEL05 ne fonctionne plus","MC",null,"U168","15U","621 367,00","3000-01-01",0,1,0,null,null,"BIOMED_ULIS","MGGCEL05Chariot élévateur thermique n°5CURA320964Chariot Gaz MGGCEL05 ne fonctionne plus15U"]
["BAT08RC211","Local  DEAE / HSFF : colonne DEAE / Filtre FIX","CURA321019","Petit impact au sol en 8RC211","MC",null,"U200BATP","13U","621 549,00","3000-01-01",0,1,0,null,null,"BIOMED_ULIS","BAT08RC211Local  DEAE / HSFF : colonne DEAE / Filtre FIXCURA321019Petit impact au sol en 8RC21113U"]
["WFIPV300","Vanne intro cuve NEP  WFIR301","CURA321081"," défaut sur la vanne","MC",null,"U236WFI","11U","621 876,00","3000-01-01",0,1,0,null,null,"BIOMED_ULIS",{"$f":"_xlfn.TEXTJOIN(\"\",TRUE,A30658:D30658,H30658,N30658)","v":"WFIPV300Vanne intro cuve NEP  WFIR301CURA321081 défaut sur la vanne11U"}]
["WFIPV310_046","Vanne sur puisage diluteur 138 pt23","CURA321142","Vanne en défaut","MC",null,"U236WFI","11U","622 147,00","3000-01-01",0,1,0,null,null,"BIOMED_ULIS","WFIPV310_046Vanne sur puisage diluteur 138 pt23CURA321142Vanne en défaut11U"]
["BAT08RC60","Atelier filtre presse albumine","CURA321212","Presence de rouile","MC",null,"U200BATP","13U","622 220,00","3000-01-01",0,1,0,null,null,"BIOMED_ULIS","BAT08RC60Atelier filtre presse albumineCURA321212Presence de rouile13U"]
["ULISGTCGR2","Serveur GR GTC Monitoring","CURA321313","Modification deltaP/ rapport","MC",null,"U236DIV","12U","622 550,00","3000-01-01",0,1,0,null,null,"BIOMED_ULIS","ULISGTCGR2Serveur GR GTC MonitoringCURA321313Modification deltaP/ rapport12U"]
["PLAT003","Cuve envoi plasma après prélèvement","CURA321382","Passage propre","MC",null,"U410","11U","622 704,00","3000-01-01",0,1,0,null,null,"BIOMED_ULIS","PLAT003Cuve envoi plasma après prélèvementCURA321382Passage propre11U"]
["WFISBD208","Sous boucle de distribution extension B8","CURA321388","Mode rouge sur la SBD","MC",null,"U236WFI","11U",null,"2023-10-22",0,1,0,null,null,"BIOMED_ULIS","WFISBD208Sous boucle de distribution extension B8CURA321388Mode rouge sur la SBD11U"]
["BAT08RC215","Laverie ADEAE","CURA321443","SMP AP23 8RC215 Rondelles rouillées sur le support des gants près du bac trempage soude","MC",null,"U200BATP","13U","622 818,00","3000-01-01",0,1,0,null,null,"BIOMED_ULIS","BAT08RC215Laverie ADEAECURA321443SMP AP23 8RC215 Rondelles rouillées sur le support des gants près du bac trempage soude13U"]
["GAMR43","Réacteur 15m3 n°43","CURA321479","Demande de RAZ","MC",null,"U441","11U","622 862,00","3000-01-01",0,1,0,null,null,"BIOMED_ULIS","GAMR43Réacteur 15m3 n°43CURA321479Demande de RAZ11U"]
["BAT01SS31","Atelier broyage plasma","CURA321500","SMP AP23 1SS31 et 1ss28 Marquage vert rince œil au sol à refaire","MC",null,"U200BATP","13U","622 889,00","3000-01-01",0,1,0,null,null,"BIOMED_ULIS","BAT01SS31Atelier broyage plasmaCURA321500SMP AP23 1SS31 et 1ss28 Marquage vert rince œil au sol à refaire13U"]
["BAT08RC206","Couloir « flux sale » ADEAE","CURA321517","SMP AP23 8RC206 Joint du plot de protection devant grille reprise AC26R80 manquant","MC",null,"U200BATP","13U","622 906,00","3000-01-01",0,1,0,null,null,"BIOMED_ULIS","BAT08RC206Couloir « flux sale » ADEAECURA321517SMP AP23 8RC206 Joint du plot de protection devant grille reprise AC26R80 manquant13U"]
["AC26F14","Filtre terminale 8RC215","CURA321571","SMP AP23  8RC215 Grille de soufflage AC26F14 non plaquée au plafond","MC",null,"U222AC","10U","622 942,00","3000-01-01",0,1,0,null,null,"BIOMED_ULIS","AC26F14Filtre terminale 8RC215CURA321571SMP AP23  8RC215 Grille de soufflage AC26F14 non plaquée au plafond10U"]
["NEP02ST02","Sous-station NEP ADEAE","CURA321590","Défaut vanne NEP02PV105","MC",null,"U236NEP","11U","622 969,00","3000-01-01",0,1,0,null,null,"BIOMED_ULIS","NEP02ST02Sous-station NEP ADEAECURA321590Défaut vanne NEP02PV10511U"]
["BAT01ASC01","Ascenseur duplex gauche B1","CURA321604","Cabine bloqué ouverte 3°","MC",null,"U235BATU","13U","623 000,00","3000-01-01",0,1,0,null,null,"BIOMED_ULIS","BAT01ASC01Ascenseur duplex gauche B1CURA321604Cabine bloqué ouverte 3°13U"]
["WFISBD108","Ss boucle PPI régé UF Albumine","CURA321660","Température haute retour boucle lors de la régé","MC",null,"U236WFI","11U","623 420,00","3000-01-01",0,1,0,null,null,"BIOMED_ULIS","WFISBD108Ss boucle PPI régé UF AlbumineCURA321660Température haute retour boucle lors de la régé11U"]
["GAMR010","Réacteur n°10 fractionnement gamma","CURA321737","Remplacement de la canne de lavage du trou d'homme","MC",null,"U441","11U",null,"2023-10-27",0,1,0,null,null,"BIOMED_ULIS","GAMR010Réacteur n°10 fractionnement gammaCURA321737Remplacement de la canne de lavage du trou d'homme11U"]
["PLAIHM01","Poste Op de DECONGELATION n°1","CURA321791","Curseur de la souris\" bloqué sur l'écran du poste 01\"","MC",null,"U236DIV","12U","623 625,00","3000-01-01",0,1,0,null,null,"BIOMED_ULIS","PLAIHM01Poste Op de DECONGELATION n°1CURA321791Curseur de la souris\" bloqué sur l'écran du poste 01\"12U"]
["COMMAL02","Machine à laver n° 6T090131","CURA321854","La pompe de recirculation ne fonctionne pas lors des cycles","MC",null,"U411","11U","623 795,00","3000-01-01",0,1,0,null,null,"BIOMED_ULIS","COMMAL02Machine à laver n° 6T090131CURA321854La pompe de recirculation ne fonctionne pas lors des cycles11U"]
["GAMC22","Centrifugeuse n°2 gamma","CURA321910","Changement des joints turbine","MC",null,"U441","11U","623 845,00","3000-01-01",0,1,0,null,null,"BIOMED_ULIS","GAMC22Centrifugeuse n°2 gammaCURA321910Changement des joints turbine11U"]
["HNOR400","Cuve 6m3 acide nit. avec rétention","CURA322009","Variation de la sonde","MC",null,"U236NEP","11U","624 018,00","3000-01-01",0,1,0,null,null,"BIOMED_ULIS","HNOR400Cuve 6m3 acide nit. avec rétentionCURA322009Variation de la sonde11U"]
["AC04CT04","Caisson CTA atelier prépa. matières","CURA322082","Delta P 8SS56/8SS55 en défaut","SER",null,"U222AC","10U","624 098,00","3000-01-01",0,1,0,null,null,"BIOMED_ULIS","AC04CT04Caisson CTA atelier prépa. matièresCURA322082Delta P 8SS56/8SS55 en défaut10U"]
["BAT11CMT107","Enreg Temp ambiance CF 07 /BAT11ARM01","CURA322128","Température dans la CF trop basse","MC",null,"U222GW","10U","624 167,00","3000-01-01",0,1,0,null,null,"BIOMED_ULIS","BAT11CMT107Enreg Temp ambiance CF 07 /BAT11ARM01CURA322128Température dans la CF trop basse10U"]
["BAT08RC233","Bureau","CURA322226","SMP AP23 8RC233  Tête de sprinkler non positionnée correctement","MC",null,"U200BATP","80U",null,"2023-10-23",0,1,0,null,null,"BIOMED_ULIS","BAT08RC233BureauCURA322226SMP AP23 8RC233  Tête de sprinkler non positionnée correctement80U"]
["BAT08RC215","Laverie ADEAE","CURA322272","SMP AP23 8RC215 box NEP  Identification arrivée Air Comprimé effacée","MC",null,"U200BATP","11U","624 347,00","3000-01-01",0,1,0,null,null,"BIOMED_ULIS","BAT08RC215Laverie ADEAECURA322272SMP AP23 8RC215 box NEP  Identification arrivée Air Comprimé effacée11U"]
["TAMR148_001","Cuve préparatoire tampons 1000L","CURA322293","SMP AP23 8RC224  TAMR148 oxydée intérieur et extérieur","MC",null,"U421DEAE","11U","624 368,00","3000-01-01",0,1,0,null,null,"BIOMED_ULIS","TAMR148_001Cuve préparatoire tampons 1000LCURA322293SMP AP23 8RC224  TAMR148 oxydée intérieur et extérieur11U"]
["MGGCF08","Chambre froide n°8 -40°C m. géné. pi/pf","CURA322370","Alarme température haute","MC",null,"U168","10U","624 494,00","3000-01-01",0,1,0,null,null,"BIOMED_ULIS","MGGCF08Chambre froide n°8 -40°C m. géné. pi/pfCURA322370Alarme température haute10U"]
["BAT11","Bâtiment 11 Magasin général et plasma","CURA322409","Fixation chargeur batterie","MC",null,"U235BATL","15U","624 534,00","3000-01-01",0,1,0,null,null,"BIOMED_ULIS","BAT11Bâtiment 11 Magasin général et plasmaCURA322409Fixation chargeur batterie15U"]
["BAT08RC53","Laverie albumine 8RC53","CURA322442","Les grooms présentent des traces d’oxydation,","MC",null,"U200BATP","13U","624 590,00","3000-01-01",0,1,0,null,null,"BIOMED_ULIS","BAT08RC53Laverie albumine 8RC53CURA322442Les grooms présentent des traces d’oxydation,13U"]
["BAT08RC217","Pièce 8RC217","CURA322469","SMP AP23 8RC217 Enlever les particules derrière la grille","MC",null,"U200BATP","10U","624 619,00","3000-01-01",0,1,0,null,null,"BIOMED_ULIS","BAT08RC217Pièce 8RC217CURA322469SMP AP23 8RC217 Enlever les particules derrière la grille10U"]
["BAT08SS63","ZONE C STOCKAGE ET ADMINISTRATIF","CURA322490","SMP AP23 8SS63 Résine sous poubelle","MC",null,"U200BATP","13U","624 642,00","3000-01-01",0,1,0,null,null,"BIOMED_ULIS","BAT08SS63ZONE C STOCKAGE ET ADMINISTRATIFCURA322490SMP AP23 8SS63 Résine sous poubelle13U"]
["BAT08SS60","ZONE C STOCKAGE","CURA322510","SMP AP23 8SS60 Butée porte vers 8SS59","MC",null,"U200BATP","13U","624 662,00","3000-01-01",0,1,0,null,null,"BIOMED_ULIS","BAT08SS60ZONE C STOCKAGECURA322510SMP AP23 8SS60 Butée porte vers 8SS5913U"]
["PW33","Prod. Eau purifiée ORION n°3","CURA322527","Changement paramètre","CON",null,"U236PW","11U","624 684,00","3000-01-01",0,1,0,null,null,"BIOMED_ULIS","PW33Prod. Eau purifiée ORION n°3CURA322527Changement paramètre11U"]
["BAT08RC104","Atelier  FP immunoglobuline","CURA322558","SMP AP2023 8RC104 Mur et plinthe derrière WER041","MC",null,"U200BATP","13U","624 737,00","3000-01-01",0,1,0,null,null,"BIOMED_ULIS","BAT08RC104Atelier  FP immunoglobulineCURA322558SMP AP2023 8RC104 Mur et plinthe derrière WER04113U"]
["BAT08RC107","Couloir atelier gamma","CURA322576","SMP AP2023 8RC107 Joint barre de seuil entrée couloir 8RC107","MC",null,"U200BATP","13U","624 755,00","3000-01-01",0,1,0,null,null,"BIOMED_ULIS","BAT08RC107Couloir atelier gammaCURA322576SMP AP2023 8RC107 Joint barre de seuil entrée couloir 8RC10713U"]
["WWR400","Cuve de rétention","CURA322607","Défaut niveau haut cuve","MC",null,"U235WW","11U","624 794,00","3000-01-01",0,1,0,null,null,"BIOMED_ULIS","WWR400Cuve de rétentionCURA322607Défaut niveau haut cuve11U"]
["OPLCONG45","Congélateur Froilabo","CURA322639","OPLCONG45 défaut de température alarme basse","MC",null,"U601OPL","10U","624 830,00","3000-01-01",0,1,0,null,null,"BIOMED_ULIS","OPLCONG45Congélateur FroilaboCURA322639OPLCONG45 défaut de température alarme basse10U"]
["BAT08RC70","Atelier UF albumine","CURA322657","SMP AP2023 8RC70 Résine sur bloc évacuation","MC",null,"U200BATP","13U","624 849,00","3000-01-01",0,1,0,null,null,"BIOMED_ULIS","BAT08RC70Atelier UF albumineCURA322657SMP AP2023 8RC70 Résine sur bloc évacuation13U"]
["GAMR009","Réacteur n°09 fractionnement gamma","CURA322707","Demonatge leche paroi","MC",null,"U441","11U","624 917,00","3000-01-01",0,1,0,null,null,"BIOMED_ULIS","GAMR009Réacteur n°09 fractionnement gammaCURA322707Demonatge leche paroi11U"]
["BAT08RC123","Salle pontage albumine","CURA322720","SMP AP2023 8RC123 Grille AC01R05","MC",null,"U200BATP","10U","624 930,00","3000-01-01",0,1,0,null,null,"BIOMED_ULIS","BAT08RC123Salle pontage albumineCURA322720SMP AP2023 8RC123 Grille AC01R0510U"]
["BAT08RC62","Atelier cuverie albumine/immunoglobuline","CURA322739","SMP AP2023 8RC62 Haut ALBR02 joint sol","MC",null,"U200BATP","13U","624 949,00","3000-01-01",0,1,0,null,null,"BIOMED_ULIS","BAT08RC62Atelier cuverie albumine/immunoglobulineCURA322739SMP AP2023 8RC62 Haut ALBR02 joint sol13U"]
["GAMCT12","Cuve n°2 préparation tampon","CURA322761","SMP AP2023 8RC71 Biseau trou d'homme GAMCT12 et ALBCT02","MC",null,"U441","11U","624 969,00","3000-01-01",0,1,0,null,null,"BIOMED_ULIS","GAMCT12Cuve n°2 préparation tamponCURA322761SMP AP2023 8RC71 Biseau trou d'homme GAMCT12 et ALBCT0211U"]
["PLAR01","Mélangeur fondoir plasma n°1","CURA322803","Raz peson","MC",null,"U410","11U","625 239,00","3000-01-01",0,1,0,null,null,"BIOMED_ULIS","PLAR01Mélangeur fondoir plasma n°1CURA322803Raz peson11U"]
["PLACF01","Chambre froide + 4°C 1SS24","CURA322821","Résine abîmée au quai de chargement de la 1SS24","MC",null,"U410","13U","625 257,00","3000-01-01",0,1,0,null,null,"BIOMED_ULIS","PLACF01Chambre froide + 4°C 1SS24CURA322821Résine abîmée au quai de chargement de la 1SS2413U"]
["MGGEQUIP","Equipements spécif. magasin général","CURA322842","Fermeture roll cassée","MC",null,"U168","13U","625 305,00","3000-01-01",0,1,0,null,null,"BIOMED_ULIS","MGGEQUIPEquipements spécif. magasin généralCURA322842Fermeture roll cassée13U"]
["PLAPLC01","Station automate centrifugation plasma","CURA322891","Changement d'etape & pas de profil chef voix adeae","MCU",null,"U410","11U","625 431,00","3000-01-01",0,1,0,null,null,"BIOMED_ULIS","PLAPLC01Station automate centrifugation plasmaCURA322891Changement d'etape & pas de profil chef voix adeae11U"]
["BAT08RC141","Pièce bâtiment 8RC141","CURA322940","Doublage de cloison","MC",null,"U200BATP","13U","625 514,00","3000-01-01",0,1,0,null,null,"BIOMED_ULIS","BAT08RC141Pièce bâtiment 8RC141CURA322940Doublage de cloison13U"]
["RF52EVA03","Evaporateur zone PI -40°","CURA323013","Changement de consigne TW374404","SER",null,"U222RF","10U","625 629,00","3000-01-01",0,1,0,null,null,"BIOMED_ULIS","RF52EVA03Evaporateur zone PI -40°CURA323013Changement de consigne TW37440410U"]
["ALBF15","Carter de filtration lenticulaire","CURA323055","Fourniture joints de carter","MC",null,"U440","11U","644 289,00","3000-01-01",0,1,0,null,null,"BIOMED_ULIS","ALBF15Carter de filtration lenticulaireCURA323055Fourniture joints de carter11U"]
["ALBTK","Tableau entree cuves produit","CURA323079","Présence Oxydation en 8RC45 sur le tableau de pontage ALBTK","MC",null,"U440","11U","625 705,00","3000-01-01",0,1,0,null,null,"BIOMED_ULIS","ALBTKTableau entree cuves produitCURA323079Présence Oxydation en 8RC45 sur le tableau de pontage ALBTK11U"]
["PLABOL815","Bol de centri BKA28 N°815","CURA323157","Démontage, nettoyage et remontage de la double enveloppe","MC",null,"U410","11U","625 805,00","3000-01-01",0,1,0,null,null,"BIOMED_ULIS","PLABOL815Bol de centri BKA28 N°815CURA323157Démontage, nettoyage et remontage de la double enveloppe11U"]
["GAMR009","Réacteur n°09 fractionnement gamma","CURA323217","Remontage lèche paroi","MC",null,"U441","11U","625 872,00","3000-01-01",0,1,0,null,null,"BIOMED_ULIS","GAMR009Réacteur n°09 fractionnement gammaCURA323217Remontage lèche paroi11U"]
["GAMR009","Réacteur n°09 fractionnement gamma","CURA323293","Remise en place lèche paroi","MC",null,"U441","11U","626 011,00","3000-01-01",0,1,0,null,null,"BIOMED_ULIS","GAMR009Réacteur n°09 fractionnement gammaCURA323293Remise en place lèche paroi11U"]
["PLASVM11","Agitateur cuve PLAT001","CURA323356","Défaut agitation","MC",null,"U410","11U","626 144,00","3000-01-01",0,1,0,null,null,"BIOMED_ULIS","PLASVM11Agitateur cuve PLAT001CURA323356Défaut agitation11U"]
["WFISBD105","Ss boucle FP T I+II+III et laverie 8RC71","CURA323458","Flexible hs","MC",null,"U236WFI","11U","626 263,00","3000-01-01",0,1,0,null,null,"BIOMED_ULIS","WFISBD105Ss boucle FP T I+II+III et laverie 8RC71CURA323458Flexible hs11U"]
["PW32","Prod. Eau purifiée ORION n°2","U_EAUX000072","Maintenance Orions","MPS","AR","U236PW","11U",null,"2024-07-01",3,1,0,365,0,"BIOMED_ULIS","PW32Prod. Eau purifiée ORION n°2U_EAUX000072Maintenance Orions11U365"]
["ADEUF123","Skid UFAlbumine","CURA323541","Défaut pression haute en sortie de TAMPP123_119","MC",null,"U421DEAE","11U","626 368,00","3000-01-01",0,1,0,null,null,"BIOMED_ULIS","ADEUF123Skid UFAlbumineCURA323541Défaut pression haute en sortie de TAMPP123_11911U"]
["GAMF01","Filtre Pall N°1 FP Gamma","CURA323606","Fourniture joint","MC",null,"U441","11U","626 478,00","3000-01-01",0,1,0,null,null,"BIOMED_ULIS","GAMF01Filtre Pall N°1 FP GammaCURA323606Fourniture joint11U"]
["BAT04RC409","Local Cryo-précipité","CURA323658","SMP AP23 4RC409 Ajouter protection Teflon","MC",null,"U200BATP","13U","626 527,00","3000-01-01",0,1,0,null,null,"BIOMED_ULIS","BAT04RC409Local Cryo-précipitéCURA323658SMP AP23 4RC409 Ajouter protection Teflon13U"]
["BAT04RC431","Local Laverie zone propre","CURA323659","SMP AP23 4 RC431 Silicone","MC",null,"U200BATP","13U","626 528,00","3000-01-01",0,1,0,null,null,"BIOMED_ULIS","BAT04RC431Local Laverie zone propreCURA323659SMP AP23 4 RC431 Silicone13U"]
["BAT08RC54","Couloir de circulation central","CURA323684","SMP AP23 8 RC54 Manque écrous","MC",null,"U200BATP","13U","626 882,00","3000-01-01",0,1,0,null,null,"BIOMED_ULIS","BAT08RC54Couloir de circulation centralCURA323684SMP AP23 8 RC54 Manque écrous13U"]
["BAT041402","Local Circulation n°1","CURA323710","SMP AP23 41402 Lingette passivante sur protection inox pres AC405R102","MC",null,"U200BATP","13U","626 909,00","3000-01-01",0,1,0,null,null,"BIOMED_ULIS","BAT041402Local Circulation n°1CURA323710SMP AP23 41402 Lingette passivante sur protection inox pres AC405R10213U"]
["BAT08RC72","Bureau chef équipe albumine","CURA323727","SMP AP23 8 RC72 silicone et peinture","MC",null,"U200BATP","13U","626 927,00","3000-01-01",0,1,0,null,null,"BIOMED_ULIS","BAT08RC72Bureau chef équipe albumineCURA323727SMP AP23 8 RC72 silicone et peinture13U"]
["DCGPEL100","Ligne de découpe","CURA323750","Le robot 2 est en défaut","MC",null,"U411","11U","627 078,00","3000-01-01",0,1,0,null,null,"BIOMED_ULIS","DCGPEL100Ligne de découpeCURA323750Le robot 2 est en défaut11U"]
["ADER178_001","Cuve mobile 700L","CURA323784","Manque 2 roues directionnelles","MC",null,"U421DEAE","11U","627 105,00","3000-01-01",0,1,0,null,null,"BIOMED_ULIS","ADER178_001Cuve mobile 700LCURA323784Manque 2 roues directionnelles11U"]
["DCGCONV01","Convoyeur SAS Déchets","CURA323824","Flaque au sol","MC",null,"U411","11U","627 153,00","3000-01-01",0,1,0,null,null,"BIOMED_ULIS","DCGCONV01Convoyeur SAS DéchetsCURA323824Flaque au sol11U"]
["LPRREF03","Réfrigérateur","CURA323882","Alarme gtc","MC",null,"U440","11U","627 254,00","3000-01-01",0,1,0,null,null,"BIOMED_ULIS",{"$f":"_xlfn.TEXTJOIN(\"\",TRUE,A31746:D31746,H31746,N31746)","v":"LPRREF03RéfrigérateurCURA323882Alarme gtc11U"}]
["BAT11PTA39","Porte auto sectionnelle mgp quai n°1","CURA323935","Ecoulement d'eau sur la rampe d'accès quai n°1","MC",null,"U200BATP","13U","627 371,00","3000-01-01",0,1,0,null,null,"BIOMED_ULIS","BAT11PTA39Porte auto sectionnelle mgp quai n°1CURA323935Ecoulement d'eau sur la rampe d'accès quai n°113U"]
["BAT08","Bâtiment 8 de production","CURA324027","Réglage pression prod","MC",null,"U200BATP","10U","627 537,00","3000-01-01",0,1,0,null,null,"BIOMED_ULIS","BAT08Bâtiment 8 de productionCURA324027Réglage pression prod10U"]
["PLABATI509","Centrifugeuse plasma NS 509","CURA324130","Réglage jeu de turbine","MCU",null,"U410","11U","628 030,00","3000-01-01",0,1,0,null,null,"BIOMED_ULIS","PLABATI509Centrifugeuse plasma NS 509CURA324130Réglage jeu de turbine11U"]
["BAT01SS31","Atelier broyage plasma","CURA324150","Créer un portant pour médinette dans la 1SS31","MC",null,"U200BATP","13U","628 051,00","3000-01-01",0,1,0,null,null,"BIOMED_ULIS","BAT01SS31Atelier broyage plasmaCURA324150Créer un portant pour médinette dans la 1SS3113U"]
["APMCMW01","Balance petite pesée 610g","CURA324212","Problème de zones de rétention au niveau des rails de coulissage  : voir pour combler  sur les côtés","MC",null,"U408PMML","13U","628 167,00","3000-01-01",0,1,0,null,null,"BIOMED_ULIS","APMCMW01Balance petite pesée 610gCURA324212Problème de zones de rétention au niveau des rails de coulissage  : voir pour combler  sur les côtés13U"]
["GAMR010","Réacteur n°10 fractionnement gamma","CURA324276","Pb de refroidissement calo","MC",null,"U441","11U","628 238,00","3000-01-01",0,1,0,null,null,"BIOMED_ULIS","GAMR010Réacteur n°10 fractionnement gammaCURA324276Pb de refroidissement calo11U"]
["BAT08SS68","SAS SORTIE MATIERES PESEES","CURA324311","Probleme ouverture de porte SAS BAT08SS68","MC",null,"U200BATP","13U","628 288,00","3000-01-01",0,1,0,null,null,"BIOMED_ULIS","BAT08SS68SAS SORTIE MATIERES PESEESCURA324311Probleme ouverture de porte SAS BAT08SS6813U"]
["DE2PV01","Vanne refroidissement GAMC21","CURA324388","Défaut vanne","MC",null,"U441","11U","628 375,00","3000-01-01",0,1,0,null,null,"BIOMED_ULIS","DE2PV01Vanne refroidissement GAMC21CURA324388Défaut vanne11U"]
["MFPRLYO06","Lyophilisateur lyoflex 0,4 Edwards","CURA324433","OT curatif pour l'intervention de LyoArt le 30/11/2023","MC",null,"U868","70U","628 425,00","3000-01-01",0,1,0,null,null,"BIOTECH_ULIS","MFPRLYO06Lyophilisateur lyoflex 0,4 EdwardsCURA324433OT curatif pour l'intervention de LyoArt le 30/11/202370U"]
["COMIHM01","Interface IPC 477S","CURA324488","DCI  TW375068 : Revamping des accès","MC",null,"U411","12U","628 524,00","3000-01-01",0,1,0,null,null,"BIOMED_ULIS","COMIHM01Interface IPC 477SCURA324488DCI  TW375068 : Revamping des accès12U"]
["WFISBD204","Sous boucle Eau PPI Ateliers GAMMA","CURA324529","Défaut température","MC",null,"U236WFI","11U","629 136,00","3000-01-01",0,1,0,null,null,"BIOMED_ULIS","WFISBD204Sous boucle Eau PPI Ateliers GAMMACURA324529Défaut température11U"]
["ELEPTLIV","Poste de livraison EDF","CURA324570","Essai à vide groupes électrogènes de location","MC",null,"U222ELE","10U","629 183,00","3000-01-01",0,1,0,null,null,"BIOMED_ULIS","ELEPTLIVPoste de livraison EDFCURA324570Essai à vide groupes électrogènes de location10U"]
["PLADECONG","Equipements décongélation plasma","CURA324638","Personne bloquée dans la 1SS23","MC",null,"U410","11U","629 249,00","3000-01-01",0,1,0,null,null,"BIOMED_ULIS","PLADECONGEquipements décongélation plasmaCURA324638Personne bloquée dans la 1SS2311U"]
["BAT04RC404","Local Centrifugation fibri","CURA324677","SMP AP2023 4RC404  Traces de rouille bas de centrifugeuse FIBC1400","MC",null,"U200BATP","11U","629 316,00","3000-01-01",0,1,0,null,null,"BIOMED_ULIS","BAT04RC404Local Centrifugation fibriCURA324677SMP AP2023 4RC404  Traces de rouille bas de centrifugeuse FIBC140011U"]
["ALBLRP70","Pompe envoi canal UF","CURA324699","Vidange cuve","MC",null,"U440","11U","629 341,00","3000-01-01",0,1,0,null,null,"BIOMED_ULIS","ALBLRP70Pompe envoi canal UFCURA324699Vidange cuve11U"]
["ADER171_001","Cuve mobile 400L","CURA324743","Loupe de visualisation trou d'homme ADER171","MC",null,"U421DEAE","11U",null,"2023-05-15",0,1,0,null,null,"BIOMED_ULIS","ADER171_001Cuve mobile 400LCURA324743Loupe de visualisation trou d'homme ADER17111U"]
["HNO","Stockage et distribution acide nitrique","CURA324792","Court-circuit sur le connecteur de ventouse","MC",null,"U236NEP","11U","629 497,00","3000-01-01",0,1,0,null,null,"BIOMED_ULIS","HNOStockage et distribution acide nitriqueCURA324792Court-circuit sur le connecteur de ventouse11U"]
["BAT08RC217","Pièce 8RC217","CURA324851","Eclat revêtement sol 08RC217 B8","MC",null,"U200BATP","13U","629 564,00","3000-01-01",0,1,0,null,null,"BIOMED_ULIS","BAT08RC217Pièce 8RC217CURA324851Eclat revêtement sol 08RC217 B813U"]
["BAT08RC143","Sas de désinfection pour entrée/sortie matériel PMML","CURA324905","Reprise fin de travaux","MC",null,"U200BATP","13U","631 326,00","3000-01-01",0,1,0,null,null,"BIOMED_ULIS","BAT08RC143Sas de désinfection pour entrée/sortie matériel PMMLCURA324905Reprise fin de travaux13U"]
["BAT08PTA13","Porte auto coulis. double PORTALP 8RC107/8RC106","CURA324936","Porte de la 8RC106","MC",null,"U200BATP","13U","631 348,00","3000-01-01",0,1,0,null,null,"BIOMED_ULIS","BAT08PTA13Porte auto coulis. double PORTALP 8RC107/8RC106CURA324936Porte de la 8RC10613U"]
["LPLCONG40","Congélateur BIOMETIC n°945917","CURA324974","Alarme GTC","MC",null,"U602LPL","11U","631 410,00","3000-01-01",0,1,0,null,null,"BIOMED_ULIS","LPLCONG40Congélateur BIOMETIC n°945917CURA324974Alarme GTC11U"]
["BAT08","Bâtiment 8 de production","CURA325101","Travaux divers ADAE AP 2023","MC",null,"U200BATP","13U","631 640,00","3000-01-01",0,1,0,null,null,"BIOMED_ULIS","BAT08Bâtiment 8 de productionCURA325101Travaux divers ADAE AP 202313U"]
["MGPCF13","Chambre froide n°13 couloir -40°C","CURA325163","Alarme température haute","MC",null,"U406","10U","631 724,00","3000-01-01",0,1,0,null,null,"BIOMED_ULIS","MGPCF13Chambre froide n°13 couloir -40°CCURA325163Alarme température haute10U"]
["AC25F06","Filtre terminale 8RC207","CURA325214","Etiquetage ne sont pas en face","MC",null,"U222AC","10U","631 938,00","3000-01-01",0,1,0,null,null,"BIOMED_ULIS","AC25F06Filtre terminale 8RC207CURA325214Etiquetage ne sont pas en face10U"]
["BAT04","Bâtiment 4 Centrale énergie","CURA325275","Defaut pression DWPSL402","MC",null,"S244","11U","632 516,00","3000-01-01",0,1,0,null,null,"BIOMED_ULIS","BAT04Bâtiment 4 Centrale énergieCURA325275Defaut pression DWPSL40211U"]
["PLAPV53","Vanne évent cuve PLAT003","CURA325346","Defaut de vanne","MC",null,"U410","11U","632 599,00","3000-01-01",0,1,0,null,null,"BIOMED_ULIS","PLAPV53Vanne évent cuve PLAT003CURA325346Defaut de vanne11U"]
["SQECMT04","Frigo logger n°933944","U_METROLOGIE    26","Vérification CURATIVE labo extérieur","MC","METR","U603","25U","632 657,00","3000-01-01",0,1,0,null,null,"BIOMED_ULIS","SQECMT04Frigo logger n°933944U_METROLOGIE    26Vérification CURATIVE labo extérieur25U"]
["AC25","Centrale traitement d'air ADEAE","CURA325389","Problème sur l'automate","MC",null,"U222AC","10U","632 673,00","3000-01-01",0,1,0,null,null,"BIOMED_ULIS","AC25Centrale traitement d'air ADEAECURA325389Problème sur l'automate10U"]
["AQVCMT136","Tracksense Frigo temperature n°653458","U_METROLOGIE    26","Vérification CURATIVE labo extérieur","MC","METR","U730","52U","632 708,00","3000-01-01",0,1,0,null,null,"BIOMED_ULIS","AQVCMT136Tracksense Frigo temperature n°653458U_METROLOGIE    26Vérification CURATIVE labo extérieur52U"]
["ADELAV04","Aspirateur Nilfisk n°3510154206402","CURA325463","Aspirateur ADELAV04 n'aspire plus","MC",null,"U421DEAE","15U","633 036,00","3000-01-01",0,1,0,null,null,"BIOMED_ULIS","ADELAV04Aspirateur Nilfisk n°3510154206402CURA325463Aspirateur ADELAV04 n'aspire plus15U"]
["BAT11PTA01","Porte pvc automatique enroul. expédition","CURA325539","2024 SD Porte automatique ne se ferme pas complètement une fois sur 3 car une partie du PVC est décollé","MC",null,"U168","13U","633 158,00","3000-01-01",0,1,0,null,null,"BIOMED_ULIS","BAT11PTA01Porte pvc automatique enroul. expéditionCURA3255392024 SD Porte automatique ne se ferme pas complètement une fois sur 3 car une partie du PVC est décollé13U"]
["PLABOL558","Bol de centri BKA28","U_MECA000010","Maintenance des bols de centri BKA28","MPS","DEF","U410","11U",null,"2049-01-11",3,14,0,365,0,"BIOMED_ULIS","PLABOL558Bol de centri BKA28U_MECA000010Maintenance des bols de centri BKA2811U365"]
["WFISBD313","Sous boucle de distibut° prépa solutions","CURA325580","Défaut compte rendu vanne point EVIER","MC",null,"U236WFI","11U","633 198,00","3000-01-01",0,1,0,null,null,"BIOMED_ULIS","WFISBD313Sous boucle de distibut° prépa solutionsCURA325580Défaut compte rendu vanne point EVIER11U"]
["APMELEV01","Table élévatrice Atelier Prépa. Mat.","CURA325686","Défaut surcouse treuil bas","MC",null,"U408PMML","11U","633 602,00","3000-01-01",0,1,0,null,null,"ULIS","APMELEV01Table élévatrice Atelier Prépa. Mat.CURA325686Défaut surcouse treuil bas11U"]
["CIPR0200","Cuve station CIP02","CURA325354","Fuite","MC",null,"U236NEP","11U","633 642,00","3000-01-01",0,1,0,null,null,"BIOMED_ULIS","CIPR0200Cuve station CIP02CURA325354Fuite11U"]
["ADER165_001","Cuve mobile 70L","CURA325767","Hublot viseur HS","MC",null,"U421DEAE","11U","633 785,00","3000-01-01",0,1,0,null,null,"BIOMED_ULIS","ADER165_001Cuve mobile 70LCURA325767Hublot viseur HS11U"]
["BAT08RC222","Local support","CURA325771","Ecran pléxiglass rincage filtre SCU","MC",null,"U200BATP","13U","633 804,00","3000-01-01",0,1,0,null,null,"BIOMED_ULIS","BAT08RC222Local supportCURA325771Ecran pléxiglass rincage filtre SCU13U"]
["ALBFP06","Filtre-presse albumine T I+II+III","CURA325826","Défaut vitesse de montée en pression","MC",null,"U440","11U","633 934,00","3000-01-01",0,1,0,null,null,"BIOMED_ULIS","ALBFP06Filtre-presse albumine T I+II+IIICURA325826Défaut vitesse de montée en pression11U"]
["INDUSPC","Regroupement PC/Serveurs","CURA325863","Commande pour augmentation capacité clients légers pour W.update","AME",null,"U236DIV","12U","633 980,00","3000-01-01",0,1,0,null,null,"BIOMED_ULIS","INDUSPCRegroupement PC/ServeursCURA325863Commande pour augmentation capacité clients légers pour W.update12U"]
["BAT0103","Bâtiment 1 laboratoires de contrôle","CURA325888","Reprise réseau eau foide","MC",null,"U235BATU","13U","634 026,00","3000-01-01",0,1,0,null,null,"BIOMED_ULIS","BAT0103Bâtiment 1 laboratoires de contrôleCURA325888Reprise réseau eau foide13U"]
["BAT08P201","Pièce bâtiment 8P201","CURA325954","Porte vitrée extincteur Local 8P201 cassée","MC",null,"U200BATP","13U","634 138,00","3000-01-01",0,1,0,null,null,"BIOMED_ULIS","BAT08P201Pièce bâtiment 8P201CURA325954Porte vitrée extincteur Local 8P201 cassée13U"]
["BAT11","Bâtiment 11 Magasin général et plasma","CURA325978","Fuite","MC",null,"U235BATL","11U","634 188,00","3000-01-01",0,1,0,null,null,"BIOMED_ULIS","BAT11Bâtiment 11 Magasin général et plasmaCURA325978Fuite11U"]
["BAT03","Bâtiment 3","CURA326052","Ronde","MC",null,"S244","11U","634 263,00","3000-01-01",0,1,0,null,null,"BIOMED_ULIS","BAT03Bâtiment 3CURA326052Ronde11U"]
["NEP06ST06","Station NEP réacteurs Gamma","CURA326120"," fuite sur le clampe","MC",null,"U236NEP","11U","634 398,00","3000-01-01",0,1,0,null,null,"BIOMED_ULIS","NEP06ST06Station NEP réacteurs GammaCURA326120 fuite sur le clampe11U"]
["DCGR800","Cuve de stockage DCGR800","CURA326192"," défaut seuil bas sur le peson DCGCMW800","MC",null,"U411","11U","634 652,00","3000-01-01",0,1,0,null,null,"BIOMED_ULIS","DCGR800Cuve de stockage DCGR800CURA326192 défaut seuil bas sur le peson DCGCMW80011U"]
["BAT01SS31","Atelier broyage plasma","CURA326251","Trou dans le mur en 1SS31","MC",null,"U200BATP","13U","634 799,00","3000-01-01",0,1,0,null,null,"BIOMED_ULIS","BAT01SS31Atelier broyage plasmaCURA326251Trou dans le mur en 1SS3113U"]
["APMF20","Osmoseur APM","CURA326302","Osmoseur defaut débit","MC",null,"U408PMML","11U","634 864,00","3000-01-01",0,1,0,null,null,"BIOMED_ULIS","APMF20Osmoseur APMCURA326302Osmoseur defaut débit11U"]
["DCGTSK01","Transstockeur","CURA326326","Assistance chargement lot","MC",null,"U411","11U","634 888,00","3000-01-01",0,1,0,null,null,"BIOMED_ULIS","DCGTSK01TransstockeurCURA326326Assistance chargement lot11U"]
["BAT08RC223","Local Stockage Tampons","CURA326361","2024 SD Système de fermeture de la trappe du container 500-14 de solution concentrée est cassée","MC",null,"U200BATP","11U","634 942,00","3000-01-01",0,1,0,null,null,"BIOMED_ULIS","BAT08RC223Local Stockage TamponsCURA3263612024 SD Système de fermeture de la trappe du container 500-14 de solution concentrée est cassée11U"]
["MGPPTA16","Porte auto. enroul. entrée sas -40°C","CURA326394","2024 SD RIDEAU + 4 CARISTES CASSE","MC",null,"U406","13U","634 970,00","3000-01-01",0,1,0,null,null,"BIOMED_ULIS","MGPPTA16Porte auto. enroul. entrée sas -40°CCURA3263942024 SD RIDEAU + 4 CARISTES CASSE13U"]
["ALBCP05","Pompe alimentation FP TIV","CURA326432","Fuite","MC",null,"U440","11U","635 004,00","3000-01-01",0,1,0,null,null,"BIOMED_ULIS","ALBCP05Pompe alimentation FP TIVCURA326432Fuite11U"]
["ALBTRP03","Transpalette peseur UF albumine","CURA326465","Câble et binder hs","MCU",null,"U440LEV","11U","635 042,00","3000-01-01",0,1,0,null,null,"BIOMED_ULIS","ALBTRP03Transpalette peseur UF albumineCURA326465Câble et binder hs11U"]
["DCGR200","Fondoir Décongélation","CURA326489","Défaut de vidange","MC",null,"U411","11U","635 091,00","3000-01-01",0,1,0,null,null,"BIOMED_ULIS","DCGR200Fondoir DécongélationCURA326489Défaut de vidange11U"]
["MGGCEL08","Chariot élévateur","CURA326557","Problème de commande de levée/descente fourches","MC",null,"U168","15U","635 168,00","3000-01-01",0,1,0,null,null,"BIOMED_ULIS","MGGCEL08Chariot élévateurCURA326557Problème de commande de levée/descente fourches15U"]
["GAMR008","Réacteur n°08 fractionnement gamma","CURA326595","Démontage canne évent","MC",null,"U441","11U","635 362,00","3000-01-01",0,1,0,null,null,"BIOMED_ULIS","GAMR008Réacteur n°08 fractionnement gammaCURA326595Démontage canne évent11U"]
["WFISBD208","Sous boucle de distribution extension B8","CURA326650","Défaut température en distribution","MC",null,"U236WFI","11U","635 430,00","3000-01-01",0,1,0,null,null,"BIOMED_ULIS","WFISBD208Sous boucle de distribution extension B8CURA326650Défaut température en distribution11U"]
["NEP07ST07","Station NEP laverie Gamma","CURA326680","Défaut contrôle débit à la PW","MC",null,"U236NEP","11U","635 484,00","3000-01-01",0,1,0,null,null,"BIOMED_ULIS","NEP07ST07Station NEP laverie GammaCURA326680Défaut contrôle débit à la PW11U"]
["BAT08RC207","Local  Alfalastin 1","CURA326713","Reprise du joint silicone mur 8rc207","MC",null,"U200BATP","13U","635 525,00","3000-01-01",0,1,0,null,null,"BIOMED_ULIS","BAT08RC207Local  Alfalastin 1CURA326713Reprise du joint silicone mur 8rc20713U"]
["MGGCEL10","Chariot tridirectionnel","CURA326749","CONTRAT VISITES REGLEMENTAIRES U168","MC",null,"U168","15U",null,"2024-02-05",0,1,0,null,null,"BIOMED_ULIS","MGGCEL10Chariot tridirectionnelCURA326749CONTRAT VISITES REGLEMENTAIRES U16815U"]
["BAT08RC61","Local de conditionnement secondaire et pesée back-up","CURA326800","Porte local 8RC61 ne ferme pas correctement","MC",null,"U200BATP","13U","635 863,00","3000-01-01",0,1,0,null,null,"BIOMED_ULIS","BAT08RC61Local de conditionnement secondaire et pesée back-upCURA326800Porte local 8RC61 ne ferme pas correctement13U"]
["BAT08RC105","Pièce de stockage matériel","U_BATI000054","Ronde biannuelle de maintenance  préventive en ZAC","MPS","BATI","U200BATP","13U","637 005,00","2026-04-29",2,1,0,2,3,"BIOMED_ULIS","BAT08RC105Pièce de stockage matérielU_BATI000054Ronde biannuelle de maintenance  préventive en ZAC13U2"]
["GAMCP23","Pompe transfert du tableau GAMTA vers FP","CURA326845","Remplacement pompe Murzan","CON",null,"U441","11U","635 951,00","3000-01-01",0,1,0,null,null,"BIOMED_ULIS","GAMCP23Pompe transfert du tableau GAMTA vers FPCURA326845Remplacement pompe Murzan11U"]
["PLAPAL04","Palan électrique articulée centri. plasma","CURA326871","CONTRAT VISITES REGLEMENTAIRES 2024 U440LEV","MC",null,"U440LEV","15U",null,"2024-02-07",0,1,0,null,null,"BIOMED_ULIS","PLAPAL04Palan électrique articulée centri. plasmaCURA326871CONTRAT VISITES REGLEMENTAIRES 2024 U440LEV15U"]
["FIBP1500","Pompe péristalt. alimentation FIBC1500","CURA326888","Fuite","MC",null,"U411","11U","636 139,00","3000-01-01",0,1,0,null,null,"BIOMED_ULIS","FIBP1500Pompe péristalt. alimentation FIBC1500CURA326888Fuite11U"]
["BAT08","Bâtiment 8 de production","CURA326987","Collage etiquettes manquantes","MC",null,"U200BATP","11U","636 327,00","3000-01-01",0,1,0,null,null,"BIOMED_ULIS","BAT08Bâtiment 8 de productionCURA326987Collage etiquettes manquantes11U"]
["AC401CT401","Caisson de traitement d'air Fibrinogene","CURA327018","Tuyaux delta P abimé","AME",null,"U222AC","10U","636 360,00","3000-01-01",0,1,0,null,null,"BIOMED_ULIS","AC401CT401Caisson de traitement d'air FibrinogeneCURA327018Tuyaux delta P abimé10U"]
["APMF20","Osmoseur APM","CURA327067"," fourniture d'un filtre a la prod","MC",null,"U408PMML","11U","636 488,00","3000-01-01",0,1,0,null,null,"BIOMED_ULIS","APMF20Osmoseur APMCURA327067 fourniture d'un filtre a la prod11U"]
["DCGTSK01","Transstockeur","CURA327130","Investigation défauts reccurents","DIAG",null,"U411","11U","636 542,00","3000-01-01",0,1,0,null,null,"BIOMED_ULIS","DCGTSK01TransstockeurCURA327130Investigation défauts reccurents11U"]
["EXOPLETUV18","Enceinte climatique SECASI n° *012570020","CURA327206","Retrait de OPLETUV18 du monitoring","MC",null,"U601OPL","12U","636 661,00","3000-01-01",0,1,0,null,null,"BIOMED_ULIS","EXOPLETUV18Enceinte climatique SECASI n° *012570020CURA327206Retrait de OPLETUV18 du monitoring12U"]
["BAT08RC106","Laverie centris gamma","CURA327233","2024 SD Porte","MCU",null,"U200BATP","11U","636 753,00","3000-01-01",0,1,0,null,null,"BIOMED_ULIS","BAT08RC106Laverie centris gammaCURA3272332024 SD Porte11U"]
["BAT08RC142","Local préparation tampons","CURA327323","8RC142 - Rouilles sur les supports futs déchets chimiques et sur le marche pieds","MC",null,"U200BATP","13U","636 868,00","3000-01-01",0,1,0,null,null,"BIOMED_ULIS","BAT08RC142Local préparation tamponsCURA3273238RC142 - Rouilles sur les supports futs déchets chimiques et sur le marche pieds13U"]
["BAT08RC46","Atelier UF albumine UF2","U_BATI000054","Ronde biannuelle de maintenance  préventive en ZAC","MPS","BATI","U200BATP","13U","637 020,00","2024-10-15",3,1,0,26,1,"BIOMED_ULIS","BAT08RC46Atelier UF albumine UF2U_BATI000054Ronde biannuelle de maintenance  préventive en ZAC13U26"]
["BAT01SS55","SAS sortie tunnel de décongélation","U_BATI000054","Ronde biannuelle de maintenance  préventive en ZAC","MPS","BATI","U200BATP","13U","655 227,00","2026-11-15",3,1,0,26,2,"BIOMED_ULIS","BAT01SS55SAS sortie tunnel de décongélationU_BATI000054Ronde biannuelle de maintenance  préventive en ZAC13U26"]
["EXGAMPLC08","Automate extension B8","CURA327428","Raz peson","MC",null,"U441","11U","637 066,00","3000-01-01",0,1,0,null,null,"BIOMED_ULIS","EXGAMPLC08Automate extension B8CURA327428Raz peson11U"]
["NEP05CMT04","Aff. temp. sécu. personne laverie 8RC53","CURA327489","Remise en place sonde","MC",null,"U222GW","11U","637 184,00","3000-01-01",0,1,0,null,null,"BIOMED_ULIS","NEP05CMT04Aff. temp. sécu. personne laverie 8RC53CURA327489Remise en place sonde11U"]
["BAT11CMT239","Enreg Temp produit CF 39 /BAT11ARM02","CURA327532","Givre porte sectionnelle (coupe feu) à l'entrée de la 11RC39","MC",null,"U168","10U","637 558,00","3000-01-01",0,1,0,null,null,"BIOMED_ULIS","BAT11CMT239Enreg Temp produit CF 39 /BAT11ARM02CURA327532Givre porte sectionnelle (coupe feu) à l'entrée de la 11RC3910U"]
["WFIPV310_051","Vanne puisage skid UF2 pt30 Double Débit","CURA327602","Support inox","MC",null,"U236WFI","13U","637 897,00","3000-01-01",0,1,0,null,null,"BIOMED_ULIS","WFIPV310_051Vanne puisage skid UF2 pt30 Double DébitCURA327602Support inox13U"]
["BAT01","Bâtiment 1 commun","CURA327746","Réparation poignet de porte 1SS37","SER",null,"U235BATU","13U","638 057,00","3000-01-01",0,1,0,null,null,"BIOMED_ULIS","BAT01Bâtiment 1 communCURA327746Réparation poignet de porte 1SS3713U"]
["MGGCONG10","Congélateur - 80°C Froilabo n° 216627","CURA327797","Mise en maintenance du congélateur MGGCONG09","MC",null,"U168","12U","638 113,00","3000-01-01",0,1,0,null,null,"BIOMED_ULIS","MGGCONG10Congélateur - 80°C Froilabo n° 216627CURA327797Mise en maintenance du congélateur MGGCONG0912U"]
["BAT08","Bâtiment 8 de production","CURA327872","Ecran PC préparateurs figé","MC",null,"U200BATP","11U","638 206,00","3000-01-01",0,1,0,null,null,"BIOMED_ULIS","BAT08Bâtiment 8 de productionCURA327872Ecran PC préparateurs figé11U"]
["ALBF17","Carter de filtration lenticulaire","CURA327903","Soudure a effectué.","MC",null,"U440","11U","638 247,00","3000-01-01",0,1,0,null,null,"BIOMED_ULIS","ALBF17Carter de filtration lenticulaireCURA327903Soudure a effectué.11U"]
["BAT08RC218","Local Stockage matériel ADEAE","CURA327920","Guide porte coulissante BAT08RC218 cassé","MC",null,"U200BATP","13U","638 264,00","3000-01-01",0,1,0,null,null,"BIOMED_ULIS","BAT08RC218Local Stockage matériel ADEAECURA327920Guide porte coulissante BAT08RC218 cassé13U"]
["GAMR009","Réacteur n°09 fractionnement gamma","CURA327963","Poids haut","MC",null,"U441","11U","638 341,00","3000-01-01",0,1,0,null,null,"BIOMED_ULIS","GAMR009Réacteur n°09 fractionnement gammaCURA327963Poids haut11U"]
["GW3/4","Production distri. eau glycolée +4°C","CURA328032","GW3/4 RF40/41/42/43 : Plan Energie Climat :  Taux de glycol","AME",null,"U222GW","10U","638 771,00","3000-01-01",0,1,0,null,null,"BIOMED_ULIS","GW3/4Production distri. eau glycolée +4°CCURA328032GW3/4 RF40/41/42/43 : Plan Energie Climat :  Taux de glycol10U"]
["GAMR41","Réacteur de fractionnement 15 000 litres n°41","CURA328108","Bit protéine","MC",null,"U441","11U","638 984,00","3000-01-01",0,1,0,null,null,"BIOMED_ULIS","GAMR41Réacteur de fractionnement 15 000 litres n°41CURA328108Bit protéine11U"]
["BAT11PTA04","Porte auto. sectionnelle mgg quai n°4","CURA328148","Quai 4 Porte HS","MCU",null,"U200BATP","13U","639 095,00","3000-01-01",0,1,0,null,null,"BIOMED_ULIS","BAT11PTA04Porte auto. sectionnelle mgg quai n°4CURA328148Quai 4 Porte HS13U"]
["TAMPP112_118","Pompe envoi tampon (solution stock)","CURA328258","Changement de la pompe","MC",null,"U421DEAE","11U","639 232,00","3000-01-01",0,1,0,null,null,"BIOMED_ULIS","TAMPP112_118Pompe envoi tampon (solution stock)CURA328258Changement de la pompe11U"]
["BAT08SS39","Local ORION","U_BATI000053","Remise en état des locaux technique","MPS","BATI","U200BATP","13U","655 278,00","2025-03-26",3,1,0,26,1,"BIOMED_ULIS","BAT08SS39Local ORIONU_BATI000053Remise en état des locaux technique13U26"]
["WFISBD103","Ss boucle PPI centrale pesée/prépa M.S.","CURA328308","Défaut température","MC",null,"U236WFI","11U","639 323,00","3000-01-01",0,1,0,null,null,"BIOMED_ULIS","WFISBD103Ss boucle PPI centrale pesée/prépa M.S.CURA328308Défaut température11U"]
["COMMAL02","Machine à laver n° 6T090131","CURA328344","Disjonction QD2","MC",null,"U411","11U","639 461,00","3000-01-01",0,1,0,null,null,"BIOMED_ULIS","COMMAL02Machine à laver n° 6T090131CURA328344Disjonction QD211U"]
["BAT08SS36","Salle des machines froid","U_BATI000053","Remise en état des locaux technique","MPS","BATI","U235BATU","13U","649 525,00","2025-07-08",3,1,0,52,1,"BIOMED_ULIS","BAT08SS36Salle des machines froidU_BATI000053Remise en état des locaux technique13U52"]
["PW32","Prod. Eau purifiée ORION n°2","CURA328415","Automate en Stop, Watchdog","MC",null,"U236PW","11U","639 763,00","3000-01-01",0,1,0,null,null,"BIOMED_ULIS","PW32Prod. Eau purifiée ORION n°2CURA328415Automate en Stop, Watchdog11U"]
["AC07F08","Filtration terminale n°08 clim. 8RC109","CURA328449","Rouille sur grille d'aération en 8RC109","MC",null,"U222AC","10U","639 800,00","3000-01-01",0,1,0,null,null,"BIOMED_ULIS","AC07F08Filtration terminale n°08 clim. 8RC109CURA328449Rouille sur grille d'aération en 8RC10910U"]
["NEP05ST05","Station NEP laverie Albumine","CURA328472","Non évolution du NEP","MC",null,"U236NEP","11U","639 838,00","3000-01-01",0,1,0,null,null,"BIOMED_ULIS","NEP05ST05Station NEP laverie AlbumineCURA328472Non évolution du NEP11U"]
["PNEUBD01","Réseau de transport par tube pneumatique","CURA328560","Cartouche bloquée","MC",null,"U441","11U","640 537,00","3000-01-01",0,1,0,null,null,"BIOMED_ULIS","PNEUBD01Réseau de transport par tube pneumatiqueCURA328560Cartouche bloquée11U"]
["PLAPEL04","Machine à peler les poches plasma","CURA328597","Défaut raccordement electrique","MC",null,"U410","11U","640 580,00","3000-01-01",0,1,0,null,null,"BIOMED_ULIS","PLAPEL04Machine à peler les poches plasmaCURA328597Défaut raccordement electrique11U"]
["BAT08RC217","Pièce 8RC217","CURA328631","Impacts sol 8rc217","MC",null,"U200BATP","13U","640 643,00","3000-01-01",0,1,0,null,null,"BIOMED_ULIS","BAT08RC217Pièce 8RC217CURA328631Impacts sol 8rc21713U"]
["BAT01SS31","Atelier broyage plasma","U_BATI000055","Visite mensuelle BATIMENT des locaux de production","MPS","BATI","U200BATP","13U","655 242,00","2024-10-21",3,1,0,30,0,"BIOMED_ULIS","BAT01SS31Atelier broyage plasmaU_BATI000055Visite mensuelle BATIMENT des locaux de production13U30"]
["FIBR10","Cuve mobile FIBR10","CURA328703"," vidange","MC",null,"U236NEP","11U","641 100,00","3000-01-01",0,1,0,null,null,"BIOMED_ULIS","FIBR10Cuve mobile FIBR10CURA328703 vidange11U"]
["CQBETUV07","Enceinte à température ambiante +20°C n°218959","CURA328761","Changement des relais 152 et 153 du régulateur de l'étuve CQBETUV07","MC",null,"U633","11U","641 606,00","3000-01-01",0,1,0,null,null,"BIOTECH_ULIS","CQBETUV07Enceinte à température ambiante +20°C n°218959CURA328761Changement des relais 152 et 153 du régulateur de l'étuve CQBETUV0711U"]
["MCBLAB07","Scan RDI-Cytométre en phase solide","CURA328820","Visses Poignée porte s'enlève","MC",null,"U640MCB","21U",null,"2024-03-13",0,1,0,null,null,"BIOMED_ULIS","MCBLAB07Scan RDI-Cytométre en phase solideCURA328820Visses Poignée porte s'enlève21U"]
["WFISBD204","Sous boucle Eau PPI Ateliers GAMMA","CURA328942","Fuite","MC",null,"U236WFI","11U","642 842,00","3000-01-01",0,1,0,null,null,"BIOMED_ULIS","WFISBD204Sous boucle Eau PPI Ateliers GAMMACURA328942Fuite11U"]
["GW0","Production distri. eau glycolée 0°C","CURA329022","Défaut pression refoulement pompes distribution","MC",null,"U222GW","11U","642 943,00","3000-01-01",0,1,0,null,null,"BIOMED_ULIS","GW0Production distri. eau glycolée 0°CCURA329022Défaut pression refoulement pompes distribution11U"]
["EPL2TRP18","Transpalette grande hauteur","CURA329073","Ne prend plus la charge","MC",null,"U406","15U","643 011,00","3000-01-01",0,1,0,null,null,"BIOMED_ULIS","EPL2TRP18Transpalette grande hauteurCURA329073Ne prend plus la charge15U"]
["BAT01SS26","Laverie Services techniques","CURA329154","Remplacement poignée et barre antipanique","AME",null,"U235BATU","13U","643 225,00","3000-01-01",0,1,0,null,null,"BIOMED_ULIS","BAT01SS26Laverie Services techniquesCURA329154Remplacement poignée et barre antipanique13U"]
["ADEPP02","Pompe skid d'ajustement n°2","CURA329202","Clé ouverture de pompe ADEPP02 Défectueuse","MC",null,"U421DEAE","13U","643 326,00","3000-01-01",0,1,0,null,null,"BIOMED_ULIS","ADEPP02Pompe skid d'ajustement n°2CURA329202Clé ouverture de pompe ADEPP02 Défectueuse13U"]
["GAMPP26","Pompe transfert de surnageant","CURA329348","Clé ouverture de pompe 8RC62 (GAMPP26)","MC",null,"U441","13U","643 424,00","3000-01-01",0,1,0,null,null,"BIOMED_ULIS","GAMPP26Pompe transfert de surnageantCURA329348Clé ouverture de pompe 8RC62 (GAMPP26)13U"]
["UDA1MS06","Spectromètre de masse ORBITRAP EXPLORIS 480 n° BRE725553","CURA329384","OT de Mise en Service","MPC",null,"U855","70U","643 946,00","3000-01-01",0,1,0,null,null,"ULIS","UDA1MS06Spectromètre de masse ORBITRAP EXPLORIS 480 n° BRE725553CURA329384OT de Mise en Service70U"]
["ADEUF125","Skid UF2 Alfa 1","CURA329487","Rinçage non conforme","MC",null,"U421DEAE","11U","644 287,00","3000-01-01",0,1,0,null,null,"BIOMED_ULIS","ADEUF125Skid UF2 Alfa 1CURA329487Rinçage non conforme11U"]
["GAMTN","Tableau de pontage sortie réacteurs","CURA329542","Manchette GAMTN vers FP T4 abimé","MC",null,"U441","11U","644 338,00","3000-01-01",0,1,0,null,null,"BIOMED_ULIS","GAMTNTableau de pontage sortie réacteursCURA329542Manchette GAMTN vers FP T4 abimé11U"]
["BAT03ASC05","Ascenseur B3","CURA329609","2024 KONE Travaux suite APAVE","MP",null,"U235BATU","13U",null,"2024-03-25",0,1,0,null,null,"BIOMED_ULIS","BAT03ASC05Ascenseur B3CURA3296092024 KONE Travaux suite APAVE13U"]
["MGGCONG08","Congélateur n°8 - 80°C","CURA329644","Inhibition des alarmes","CON",null,"U168","12U","644 493,00","3000-01-01",0,1,0,null,null,"BIOMED_ULIS","MGGCONG08Congélateur n°8 - 80°CCURA329644Inhibition des alarmes12U"]
["GAMTA","Tableau de pontage A sortie réacteurs","CURA329733","Tiges manchettes GAMTA dans le local 8RC100 cassées et tordues","MC",null,"U441","11U","644 576,00","3000-01-01",0,1,0,null,null,"BIOMED_ULIS","GAMTATableau de pontage A sortie réacteursCURA329733Tiges manchettes GAMTA dans le local 8RC100 cassées et tordues11U"]
["BAT041408","Local Circulation n°4","CURA329801","41408 - Remplacement vitrage suite infiltration d'eau","MC",null,"U200BATP","13U","645 111,00","3000-01-01",0,1,0,null,null,"BIOMED_ULIS","BAT041408Local Circulation n°4CURA32980141408 - Remplacement vitrage suite infiltration d'eau13U"]
["BAT08SS11","Pièce bâtiment 8SS11","CURA329841","Amélioration locaux technique","MC",null,"U200BATP","13U","645 155,00","3000-01-01",0,1,0,null,null,"BIOMED_ULIS",{"$f":"_xlfn.TEXTJOIN(\"\",TRUE,A33730:D33730,H33730,N33730)","v":"BAT08SS11Pièce bâtiment 8SS11CURA329841Amélioration locaux technique13U"}]
["NEP04ST04","Station NEP réacteurs + UF Albumine","CURA329904","Défaut manque solution de lavage","MC",null,"U236NEP","11U","645 354,00","3000-01-01",0,1,0,null,null,"BIOMED_ULIS","NEP04ST04Station NEP réacteurs + UF AlbumineCURA329904Défaut manque solution de lavage11U"]
["TAMPV123_081","Vanne  manchette de nettoyage 2","CURA329935","Connecteur HS","MC",null,"U421DEAE","11U","645 385,00","3000-01-01",0,1,0,null,null,"BIOMED_ULIS","TAMPV123_081Vanne  manchette de nettoyage 2CURA329935Connecteur HS11U"]
["GAMR010","Réacteur n°10 fractionnement gamma","CURA329988","Pas de descente en temperature","MC",null,"U441","11U","645 478,00","3000-01-01",0,1,0,null,null,"BIOMED_ULIS","GAMR010Réacteur n°10 fractionnement gammaCURA329988Pas de descente en temperature11U"]
["GAMPP85","Pompe sortie GAMR20 fibrinogène TI","CURA330028","Allongement du câble alimentation pompe péristaltique GAMPP85","MC",null,"U441","11U","645 648,00","3000-01-01",0,1,0,null,null,"BIOMED_ULIS","GAMPP85Pompe sortie GAMR20 fibrinogène TICURA330028Allongement du câble alimentation pompe péristaltique GAMPP8511U"]
["UDA1UR12","Chaine HPLC Vanquish FLEX ensemble de 3 modules","U_LABO000005","Maintenance préventive","MPS","DEF","U855","70U",null,"2025-05-30",3,1,0,365,0,"BIOTECH_ULIS","UDA1UR12Chaine HPLC Vanquish FLEX ensemble de 3 modulesU_LABO000005Maintenance préventive70U365"]
["BAT08RC142","Local préparation tampons","CURA330178","AT 2024 SOL","MPC",null,"U200BATP","13U","646 181,00","3000-01-01",0,1,0,null,null,"BIOMED_ULIS","BAT08RC142Local préparation tamponsCURA330178AT 2024 SOL13U"]
["GW21","Circuit de refroidissement GAMCT21 (GW2)","CURA330230","Pression basse gw21","MC",null,"U441","11U","646 244,00","3000-01-01",0,1,0,null,null,"BIOMED_ULIS","GW21Circuit de refroidissement GAMCT21 (GW2)CURA330230Pression basse gw2111U"]
["OPLCMT125","Enreg. temp. OPLCONG51","U_METROLOGIE    12","Vérification CURATIVE température","MC","METR","U601OPL","11U",null,"2024-04-08T13:42:33",0,1,0,null,null,"BIOMED_ULIS","OPLCMT125Enreg. temp. OPLCONG51U_METROLOGIE    12Vérification CURATIVE température11U"]
["SHW1HEX02","Echangeur n°2 vapeur / fluide thermique","CURA330391","Préparation à la VGP.","MC",null,"U222SHW","15U","646 537,00","3000-01-01",0,1,0,null,null,"BIOMED_ULIS","SHW1HEX02Echangeur n°2 vapeur / fluide thermiqueCURA330391Préparation à la VGP.15U"]
["BAT01SS31","Atelier broyage plasma","CURA330422","Plaque du plafond 1SS31 décollé","MC",null,"U200BATP","13U","646 627,00","3000-01-01",0,1,0,null,null,"BIOMED_ULIS","BAT01SS31Atelier broyage plasmaCURA330422Plaque du plafond 1SS31 décollé13U"]
["WFISBD105","Ss boucle FP T I+II+III et laverie 8RC71","CURA330504","Défaut mineur","MC",null,"U236WFI","11U","646 705,00","3000-01-01",0,1,0,null,null,"BIOMED_ULIS","WFISBD105Ss boucle FP T I+II+III et laverie 8RC71CURA330504Défaut mineur11U"]
["ADEBS01","Bac de mise sous soude ADEAE","CURA330553","2024 SD Remplacement des joints de vidange du bac et vérification de fuite","MC",null,"U421DEAE","11U","646 757,00","3000-01-01",0,1,0,null,null,"BIOMED_ULIS","ADEBS01Bac de mise sous soude ADEAECURA3305532024 SD Remplacement des joints de vidange du bac et vérification de fuite11U"]
["PLABATI815","Centrifugeuse plasma NS 815","CURA330618","Mise à disposition 1 joint calo","MC",null,"U410","11U","646 896,00","3000-01-01",0,1,0,null,null,"BIOMED_ULIS","PLABATI815Centrifugeuse plasma NS 815CURA330618Mise à disposition 1 joint calo11U"]
["AC406CT406","Caisson de traitement d'air zones techniques","CURA330692","Fuite d'eau sur le réseau chauffage","MC",null,"U222AC","10U","647 040,00","3000-01-01",0,1,0,null,null,"BIOMED_ULIS","AC406CT406Caisson de traitement d'air zones techniquesCURA330692Fuite d'eau sur le réseau chauffage10U"]
["PLAPEL04","Machine à peler les poches plasma","CURA330740","Disjonction","MC",null,"U410","11U","647 099,00","3000-01-01",0,1,0,null,null,"BIOMED_ULIS","PLAPEL04Machine à peler les poches plasmaCURA330740Disjonction11U"]
["ALBTF","Tableau pontage filtre press T I+II+III","CURA330797","Défaut ALBTF06","MC",null,"U440","11U","647 166,00","3000-01-01",0,1,0,null,null,"BIOMED_ULIS","ALBTFTableau pontage filtre press T I+II+IIICURA330797Défaut ALBTF0611U"]
["SGTRA05","Tracteur pour les déchets","CURA330852","Remplacement des éléments de freinage arrière","MC",null,"U130","15U","647 256,00","3000-01-01",0,1,0,null,null,"BIOMED_ULIS","SGTRA05Tracteur pour les déchetsCURA330852Remplacement des éléments de freinage arrière15U"]
["BAT11","Bâtiment 11 Magasin général et plasma","CURA330963","CONTRÔLE PÉRIODIQUE ANNUEL RAYONNAGES MÉTALLIQUES","MPS","AR","U235BATL","13U",null,"2024-04-18",0,1,0,null,null,"BIOMED_ULIS","BAT11Bâtiment 11 Magasin général et plasmaCURA330963CONTRÔLE PÉRIODIQUE ANNUEL RAYONNAGES MÉTALLIQUES13U"]
["NEP07ST07","Station NEP laverie Gamma","CURA331086","Abandon nep suite defaut controle debit dw banc debimetrique gamma","MCU",null,"U236NEP","11U","647 590,00","3000-01-01",0,1,0,null,null,"BIOMED_ULIS","NEP07ST07Station NEP laverie GammaCURA331086Abandon nep suite defaut controle debit dw banc debimetrique gamma11U"]
["BAT08RC65","Pièce bâtiment 8RC65","CURA331118","Porte 8RC65 abimée","MC",null,"U200BATP","13U","647 626,00","3000-01-01",0,1,0,null,null,"BIOMED_ULIS","BAT08RC65Pièce bâtiment 8RC65CURA331118Porte 8RC65 abimée13U"]
["SHW15CHD02","Chaudière 2","CURA331180","Fuite gaz chaudière","MC",null,"U222SHW","10U","647 786,00","3000-01-01",0,1,0,null,null,"BIOMED_ULIS","SHW15CHD02Chaudière 2CURA331180Fuite gaz chaudière10U"]
["BAT08RC106","Laverie centris gamma","CURA331218","Réglage pression pièce 8RC106","MC",null,"U200BATP","10U","647 819,00","3000-01-01",0,1,0,null,null,"BIOMED_ULIS","BAT08RC106Laverie centris gammaCURA331218Réglage pression pièce 8RC10610U"]
["INDUS-IAS11B","Serveur IAS  Plateforme de dev.","CURA331285","Création de la VM INDUS-IAS11B\" suite à la TW366500\"","AME",null,"U236DIV","12U","647 903,00","3000-01-01",0,1,0,null,null,"ULIS","INDUS-IAS11BServeur IAS  Plateforme de dev.CURA331285Création de la VM INDUS-IAS11B\" suite à la TW366500\"12U"]
["FIBC1400","Centrifugeuse Fibri n°1","CURA331345","Defaut température GW1CMT1400","MC",null,"U411","11U","647 961,00","3000-01-01",0,1,0,null,null,"BIOMED_ULIS","FIBC1400Centrifugeuse Fibri n°1CURA331345Defaut température GW1CMT140011U"]
["BAT08","Bâtiment 8 de production","CURA331398","Installation coffret de chantier","SER",null,"222ELE","10U","648 088,00","3000-01-01",0,1,0,null,null,"BIOMED_ULIS","BAT08Bâtiment 8 de productionCURA331398Installation coffret de chantier10U"]
["GAMR42","Réacteur 15m3 n°42","CURA331470","Raz peson","MC",null,"U441","11U","648 140,00","3000-01-01",0,1,0,null,null,"BIOMED_ULIS","GAMR42Réacteur 15m3 n°42CURA331470Raz peson11U"]
["BAT08RC61","Local de conditionnement secondaire et pesée back-up","CURA331490","Trou sol 8rc61","MC",null,"U200BATP","13U","648 160,00","3000-01-01",0,1,0,null,null,"BIOMED_ULIS","BAT08RC61Local de conditionnement secondaire et pesée back-upCURA331490Trou sol 8rc6113U"]
["PLAJDV08","Vanne de soutirage PLAT003","CURA331509","Défaut de vanne","MC",null,"U410","11U","649 155,00","3000-01-01",0,1,0,null,null,"BIOMED_ULIS","PLAJDV08Vanne de soutirage PLAT003CURA331509Défaut de vanne11U"]
["BAT08PTA53","Porte auto battante PORTALP 8RC68/06","CURA331534","Non fermeture total des porte du SAS dechets","MC",null,"U200BATP","13U","649 193,00","3000-01-01",0,1,0,null,null,"BIOMED_ULIS","BAT08PTA53Porte auto battante PORTALP 8RC68/06CURA331534Non fermeture total des porte du SAS dechets13U"]
["BAT08ASC01","Monte-charge B8 Nord","CURA331615","Monte-charge B8","MC",null,"U200BATP","13U","649 660,00","3000-01-01",0,1,0,null,null,"BIOMED_ULIS","BAT08ASC01Monte-charge B8 NordCURA331615Monte-charge B813U"]
["BAT08","Bâtiment 8 de production","CURA331672","Réparation enrouleur électrique","MCU",null,"U200BATP","11U","649 723,00","3000-01-01",0,1,0,null,null,"BIOMED_ULIS","BAT08Bâtiment 8 de productionCURA331672Réparation enrouleur électrique11U"]
["INDUSOP22","Poste operateur FP TI+II+III","CURA331763","Relance du pc","MC",null,"U236DIV","11U","650 570,00","3000-01-01",0,1,0,null,null,"BIOMED_ULIS","INDUSOP22Poste operateur FP TI+II+IIICURA331763Relance du pc11U"]
["ADER171_001","Cuve mobile 400L","CURA331788","Prise STAUBLI de la cuve ADER171 cassée","MC",null,"U421DEAE","11U","650 597,00","3000-01-01",0,1,0,null,null,"BIOMED_ULIS","ADER171_001Cuve mobile 400LCURA331788Prise STAUBLI de la cuve ADER171 cassée11U"]
["DCGSURG01","Surgélateur cryoprécipité 1","U_PROC000055","Passage à l'heure d'été","MPS","MAINT","U411","11U",null,"2025-03-29",3,1,0,1,3,"BIOMED_ULIS","DCGSURG01Surgélateur cryoprécipité 1U_PROC000055Passage à l'heure d'été11U1"]
["ALBTJ","Tableau de pontage UF2","CURA331892","Remise canalisation en place","CON",null,"U440","11U","651 153,00","3000-01-01",0,1,0,null,null,"BIOMED_ULIS","ALBTJTableau de pontage UF2CURA331892Remise canalisation en place11U"]
["GAMR20","Réacteur UF gamma","CURA331939","Défaut carte automate","MC",null,"U441","11U","651 207,00","3000-01-01",0,1,0,null,null,"BIOMED_ULIS","GAMR20Réacteur UF gammaCURA331939Défaut carte automate11U"]
["BAT08RC46","Atelier UF albumine UF2","CURA331974","Présence rouille entonnoir NEP4: A passiver","MC",null,"U200BATP","11U","651 465,00","3000-01-01",0,1,0,null,null,"BIOMED_ULIS","BAT08RC46Atelier UF albumine UF2CURA331974Présence rouille entonnoir NEP4: A passiver11U"]
["BAT08GAMMA","Bâtiment 8 atelier gamma","U_BATI000060","Ronde préventive/Etat des sols en ZAC","MPC","BATI","U200BATP","13U","651 555,00","2025-02-01",2,1,0,26,1,"BIOMED_ULIS","BAT08GAMMABâtiment 8 atelier gammaU_BATI000060Ronde préventive/Etat des sols en ZAC13U26"]
["PLAELEV05","Elévateur pneumatique plasma n°5","CURA332069","Probleme de monte saccadee","MC",null,"U410","11U","651 611,00","3000-01-01",0,1,0,null,null,"BIOMED_ULIS","PLAELEV05Elévateur pneumatique plasma n°5CURA332069Probleme de monte saccadee11U"]
["GAMC22","Centrifugeuse n°2 gamma","CURA332113","Défaut pendant la poussée","MC",null,"U441","11U","651 651,00","3000-01-01",0,1,0,null,null,"BIOMED_ULIS","GAMC22Centrifugeuse n°2 gammaCURA332113Défaut pendant la poussée11U"]
["BAT08RC67","Supervision albumine/immunoglobulines","CURA332143","Buzzers de NEPs trop bruyants","MC",null,"U200BATP","11U","651 720,00","3000-01-01",0,1,0,null,null,"BIOMED_ULIS","BAT08RC67Supervision albumine/immunoglobulinesCURA332143Buzzers de NEPs trop bruyants11U"]
["ADEUF124","Skid UF1 Alfa1&2","CURA332208","Défaut agitation","MC",null,"U421DEAE","11U","651 880,00","3000-01-01",0,1,0,null,null,"BIOMED_ULIS","ADEUF124Skid UF1 Alfa1&2CURA332208Défaut agitation11U"]
["GAMR007","Réacteur n°07 fractionnement gamma","CURA332270","RAZ pesons","MC",null,"U441","11U","651 996,00","3000-01-01",0,1,0,null,null,"BIOMED_ULIS","GAMR007Réacteur n°07 fractionnement gammaCURA332270RAZ pesons11U"]
["BAT11","Bâtiment 11 Magasin général et plasma","CURA332344","Porte ch 02 et cf02b","PRO",null,"U235BATL","13U","652 118,00","3000-01-01",0,1,0,null,null,"BIOMED_ULIS","BAT11Bâtiment 11 Magasin général et plasmaCURA332344Porte ch 02 et cf02b13U"]
["PLABATI815","Centrifugeuse plasma NS 815","CURA332380","Gougon HS","MC",null,"U410","11U","652 165,00","3000-01-01",0,1,0,null,null,"BIOMED_ULIS","PLABATI815Centrifugeuse plasma NS 815CURA332380Gougon HS11U"]
["FW3","Réseau incendie sprinklage source","CURA332428","Tuyau percé","MC",null,"U130","13U","652 396,00","3000-01-01",0,1,0,null,null,"BIOMED_ULIS","FW3Réseau incendie sprinklage sourceCURA332428Tuyau percé13U"]
["PLAPP12","Pompe sortie fondoir n°2 PLAR02","CURA332447","Remplacement tube","MC",null,"U410","11U","652 419,00","3000-01-01",0,1,0,null,null,"BIOMED_ULIS","PLAPP12Pompe sortie fondoir n°2 PLAR02CURA332447Remplacement tube11U"]
["BCHCMCT41","Chronomètre 3 canaux n°181175954","CURA332523","Vérification périodique temps","MC",null,"U624UAP","22U",null,"2024-05-22",0,1,0,null,null,"BIOMED_ULIS","BCHCMCT41Chronomètre 3 canaux n°181175954CURA332523Vérification périodique temps22U"]
["TAMPV148_005","Vanne 3 voies prise échantillon","CURA332559","Vanne en défaut","MC",null,"U421DEAE","11U","652 916,00","3000-01-01",0,1,0,null,null,"BIOMED_ULIS","TAMPV148_005Vanne 3 voies prise échantillonCURA332559Vanne en défaut11U"]
["GAMPLC03","Automate centrifugation gamma","CURA332630","Défaut de la cartes automate","MC",null,"U441","11U","652 987,00","3000-01-01",0,1,0,null,null,"BIOMED_ULIS","GAMPLC03Automate centrifugation gammaCURA332630Défaut de la cartes automate11U"]
["BAT04RC410","Local Circulation n°2","CURA332688","Bloc autonome d'éclairage de secours HS (face 4RC416)","SER",null,"U200BATP","10U","653 106,00","3000-01-01",0,1,0,null,null,"BIOMED_ULIS","BAT04RC410Local Circulation n°2CURA332688Bloc autonome d'éclairage de secours HS (face 4RC416)10U"]
["GAMBOL287","Bol de centri BKA45 n°287","CURA332724","Démontage double enveloppe","CON",null,"U441","11U","653 142,00","3000-01-01",0,1,0,null,null,"BIOMED_ULIS","GAMBOL287Bol de centri BKA45 n°287CURA332724Démontage double enveloppe11U"]
["HNOHV436","Vanne d'isolement aval débitmètre","CURA332743","Étiquetage Vanne HNOHV436","MC",null,"U236NEP","11U",null,"2024-05-23",0,1,0,null,null,"BIOMED_ULIS","HNOHV436Vanne d'isolement aval débitmètreCURA332743Étiquetage Vanne HNOHV43611U"]
["HNAR400","Cuve 20m3 soude avec rétention","CURA332845","Volume disponible insuffisant pour dépotage","MC",null,"U236NEP","11U","653 284,00","3000-01-01",0,1,0,null,null,"BIOMED_ULIS","HNAR400Cuve 20m3 soude avec rétentionCURA332845Volume disponible insuffisant pour dépotage11U"]
["IS1CHD01","Chaudière vapeur PMS 12 bars 4,5 MWatts","CURA332917","Niveau très haut chaudière","MC",null,"U222IS","11U","653 596,00","3000-01-01",0,1,0,null,null,"BIOMED_ULIS","IS1CHD01Chaudière vapeur PMS 12 bars 4,5 MWattsCURA332917Niveau très haut chaudière11U"]
["GAMR41","Réacteur de fractionnement 15 000 litres n°41","CURA332919","Vidange du surnageant","MC",null,"U441","11U","653 599,00","3000-01-01",0,1,0,null,null,"BIOMED_ULIS","GAMR41Réacteur de fractionnement 15 000 litres n°41CURA332919Vidange du surnageant11U"]
["TAMPP112_118","Pompe envoi tampon (solution stock)","CURA332946","Bruit anormal de la pompe d'envoi tampon TAMPP112_118","MC",null,"U421DEAE","11U","653 635,00","3000-01-01",0,1,0,null,null,"BIOMED_ULIS","TAMPP112_118Pompe envoi tampon (solution stock)CURA332946Bruit anormal de la pompe d'envoi tampon TAMPP112_11811U"]
["AC77F04","Filtration terminale n°4 clim. 8rc106","CURA332990","AT2024 Point d'oxydation sur la grille AC77F04","MC",null,"U222AC","10U","653 711,00","3000-01-01",0,1,0,null,null,"BIOMED_ULIS","AC77F04Filtration terminale n°4 clim. 8rc106CURA332990AT2024 Point d'oxydation sur la grille AC77F0410U"]
["RF14EVA02","Evaporateur couloir cf n°13 - 40°C","CURA333102","Dégivrage du caisson","MC",null,"U222RF","10U","653 848,00","3000-01-01",0,1,0,null,null,"BIOMED_ULIS","RF14EVA02Evaporateur couloir cf n°13 - 40°CCURA333102Dégivrage du caisson10U"]
["ALBR005","Réacteur n°5 fractionnement albumine","CURA333140","Defaut pression caloporteur","MC",null,"U440","11U","653 901,00","3000-01-01",0,1,0,null,null,"BIOMED_ULIS","ALBR005Réacteur n°5 fractionnement albumineCURA333140Defaut pression caloporteur11U"]
["ALBR08","Réacteur UF albumine UF2","CURA333178","Changement joint trou d'homme ALBR08","MC",null,"U440","11U","654 068,00","3000-01-01",0,1,0,null,null,"BIOMED_ULIS","ALBR08Réacteur UF albumine UF2CURA333178Changement joint trou d'homme ALBR0811U"]
["SHW400HV058","Robinet à soupape","CURA333212","Remplacement du joint sur la vanne","AME",null,"U222SHW","10U","654 091,00","3000-01-01",0,1,0,null,null,"BIOMED_ULIS","SHW400HV058Robinet à soupapeCURA333212Remplacement du joint sur la vanne10U"]
["GAMR41","Réacteur de fractionnement 15 000 litres n°41","CURA333302","Filtre évent colmaté","MC",null,"U441","11U","654 188,00","3000-01-01",0,1,0,null,null,"BIOMED_ULIS","GAMR41Réacteur de fractionnement 15 000 litres n°41CURA333302Filtre évent colmaté11U"]
["BAT04RC413","Local Cryo-centrifugation","CURA333359","AT2024 Changer la gaine, eviter d'utiliser le scotch à cause des risques particulaires","MC",null,"U200BATP","11U",null,"2024-05-30",0,1,0,null,null,"BIOMED_ULIS","BAT04RC413Local Cryo-centrifugationCURA333359AT2024 Changer la gaine, eviter d'utiliser le scotch à cause des risques particulaires11U"]
["BAT01SS31","Atelier broyage plasma","CURA333430","Montant porte 1SS31 déformé","MC",null,"U200BATP","13U","654 356,00","3000-01-01",0,1,0,null,null,"BIOMED_ULIS","BAT01SS31Atelier broyage plasmaCURA333430Montant porte 1SS31 déformé13U"]
["GTCAPPLI2","Application supervision Monitoring","CURA333480","Modification de zone / suppression de capteurs","AME",null,"U235GTC","12U","654 417,00","3000-01-01",0,1,0,null,null,"BIOMED_ULIS","GTCAPPLI2Application supervision MonitoringCURA333480Modification de zone / suppression de capteurs12U"]
["BAT0103","Bâtiment 1 laboratoires de contrôle","CURA333501","2024 SD Porte à retirer","MC",null,"U441","13U","654 444,00","3000-01-01",0,1,0,null,null,"BIOMED_ULIS","BAT0103Bâtiment 1 laboratoires de contrôleCURA3335012024 SD Porte à retirer13U"]
["ALBFP06","Filtre-presse albumine T I+II+III","CURA333579","Défaut de purge","MC",null,"U440","11U","654 739,00","3000-01-01",0,1,0,null,null,"BIOMED_ULIS","ALBFP06Filtre-presse albumine T I+II+IIICURA333579Défaut de purge11U"]
["GW0BRS124_090","Flexible raccordement GWOB","CURA333606","2024 SD Procéder à la réparation ou au remplacement de la bague de cerclage du flexible de raccordement GW0B","MC",null,"U421DEAE","11U",null,"2024-06-09",0,1,0,null,null,"BIOMED_ULIS","GW0BRS124_090Flexible raccordement GWOBCURA3336062024 SD Procéder à la réparation ou au remplacement de la bague de cerclage du flexible de raccordement GW0B11U"]
["PLAGER04","Gerbeur élec. n°4 découpe poches","CURA333699","AT 2024 Reflection peinture transpalette","MC",null,"U440LEV","15U",null,"2024-06-07",0,1,0,null,null,"BIOMED_ULIS","PLAGER04Gerbeur élec. n°4 découpe pochesCURA333699AT 2024 Reflection peinture transpalette15U"]
["IS1CHD01","Chaudière vapeur PMS 12 bars 4,5 MWatts","CURA333771","Niveau haut","MC",null,"U222IS","11U","655 829,00","3000-01-01",0,1,0,null,null,"BIOMED_ULIS","IS1CHD01Chaudière vapeur PMS 12 bars 4,5 MWattsCURA333771Niveau haut11U"]
["BAT10","Bâtiment 10 Ateliers et bureaux Services Techniques","CURA333885","Commande materiel de consignation","SER",null,"U411","11U","655 975,00","3000-01-01",0,1,0,null,null,"BIOMED_ULIS","BAT10Bâtiment 10 Ateliers et bureaux Services TechniquesCURA333885Commande materiel de consignation11U"]
["GAMCP22","Disperseur Fibri TI","CURA333915","Fuite lors du rinçage","MC",null,"U441","11U","656 008,00","3000-01-01",0,1,0,null,null,"BIOMED_ULIS","GAMCP22Disperseur Fibri TICURA333915Fuite lors du rinçage11U"]
["GAMC22","Centrifugeuse n°2 gamma","CURA333980","Fourniture joints boitier de raccordement","MC",null,"U441","11U","656 084,00","3000-01-01",0,1,0,null,null,"BIOMED_ULIS","GAMC22Centrifugeuse n°2 gammaCURA333980Fourniture joints boitier de raccordement11U"]
["ADEOUT09","Chariot Big bag n°6 - 1 étagère","CURA334004","Câble dénudé","MC",null,"U421DEAE","11U","656 106,00","3000-01-01",0,1,0,null,null,"BIOMED_ULIS","ADEOUT09Chariot Big bag n°6 - 1 étagèreCURA334004Câble dénudé11U"]
["ADEUF125","Skid UF2 Alfa 1","CURA334097","Défaut 400V","MC",null,"U421DEAE","11U","656 219,00","3000-01-01",0,1,0,null,null,"BIOMED_ULIS","ADEUF125Skid UF2 Alfa 1CURA334097Défaut 400V11U"]
["BAT08ASC01","Monte-charge B8 Nord","CURA334200","Monte-charge en panne","MC",null,"U200BATP","13U","656 326,00","3000-01-01",0,1,0,null,null,"BIOMED_ULIS","BAT08ASC01Monte-charge B8 NordCURA334200Monte-charge en panne13U"]
["ULISGTCSAVE1","Serveur Sauvegarde GTC/Monitoring","CURA334239","Création de la VM ULIS-GTC-SAVE1\" suite à la TW366504\"","AME",null,"U236DIV","12U","656 362,00","3000-01-01",0,1,0,null,null,"BIOMED_ULIS","ULISGTCSAVE1Serveur Sauvegarde GTC/MonitoringCURA334239Création de la VM ULIS-GTC-SAVE1\" suite à la TW366504\"12U"]
["APMF05","FILTRE TRES HAUTE EFFICACITE H14","CURA334307","Remplacement filtre HEPA","MPS",null,"U222AC","10U","656 509,00","3000-01-01",0,1,0,null,null,"BIOMED_ULIS","APMF05FILTRE TRES HAUTE EFFICACITE H14CURA334307Remplacement filtre HEPA10U"]
["ADEUF121","Skid UF ATIII/HEMOLEVEN","CURA334339","Disjonction","MC",null,"U421DEAE","11U","656 815,00","3000-01-01",0,1,0,null,null,"BIOMED_ULIS","ADEUF121Skid UF ATIII/HEMOLEVENCURA334339Disjonction11U"]
["PLABOL558","Bol de centri BKA28","CURA334388","Qualification bol neuf","PRO",null,"U410","11U","656 992,00","3000-01-01",0,1,0,null,null,"BIOMED_ULIS","PLABOL558Bol de centri BKA28CURA334388Qualification bol neuf11U"]
["NEP06ST06","Station NEP réacteurs Gamma","CURA334419","Défaut controle conductivité","MC",null,"U236NEP","11U","657 027,00","3000-01-01",0,1,0,null,null,"BIOMED_ULIS","NEP06ST06Station NEP réacteurs GammaCURA334419Défaut controle conductivité11U"]
["BAT02RC42","Laboratoire de métrologie","CURA334475","FABRICATION D'UN CHARIOT INOX POUR LE NOUVEAU BAIN","AME",null,"S244","14U","657 099,00","3000-01-01",0,1,0,null,null,"ULIS","BAT02RC42Laboratoire de métrologieCURA334475FABRICATION D'UN CHARIOT INOX POUR LE NOUVEAU BAIN14U"]
["BAT01322","Laboratoire de biochimie 1322","CURA334518","Remise en état du sol de la pièce 1348 au bâtiment 1 3ème étage.","MC",null,"U235BATC","24U",null,"2024-06-24",0,1,0,null,null,"BIOMED_ULIS","BAT01322Laboratoire de biochimie 1322CURA334518Remise en état du sol de la pièce 1348 au bâtiment 1 3ème étage.24U"]
["APMTRP06","Transpalette Inox EXT10 n°3","U_CONT000032","Visite réglementaire","MPS",null,"U408PMML","15U","657 211,00","3000-01-01",0,1,0,null,null,"BIOMED_ULIS","APMTRP06Transpalette Inox EXT10 n°3U_CONT000032Visite réglementaire15U"]
["LPLCONG38","Congélateur Froilabo -35°C","CURA334628","Alarme GTC","MC",null,"U602LPL","11U","657 341,00","3000-01-01",0,1,0,null,null,"BIOMED_ULIS","LPLCONG38Congélateur Froilabo -35°CCURA334628Alarme GTC11U"]
["ADEBOA002","Cable N°2 d'alimentation électrique cuve mobile","CURA334692","Molette hs","MCU",null,"U421DEAE","11U","657 462,00","3000-01-01",0,1,0,null,null,"BIOMED_ULIS","ADEBOA002Cable N°2 d'alimentation électrique cuve mobileCURA334692Molette hs11U"]
["ULISGTCIAS3","Serveur IAS GTC Monitoring","U_INFO000010","Revue des logs, audit trail et performance (CPU/RAM/Disques)","MPS","AUTO","U236DIV","12U","657 625,00","2024-10-15",3,1,0,1,2,"BIOMED_ULIS","ULISGTCIAS3Serveur IAS GTC MonitoringU_INFO000010Revue des logs, audit trail et performance (CPU/RAM/Disques)12U1"]
["PLATI","Tableau de pontage intro PLAT003-PLAT004","CURA334838","Modification/Optimisation des coffret électrique PLAT","PRO",null,"U410",null,"657 679,00","3000-01-01",0,1,0,null,null,"BIOMED_ULIS","PLATITableau de pontage intro PLAT003-PLAT004CURA334838Modification/Optimisation des coffret électrique PLAT"]
["GAMR010","Réacteur n°10 fractionnement gamma","CURA334857","Raz peson","MC",null,"U441","11U","657 705,00","3000-01-01",0,1,0,null,null,"BIOMED_ULIS","GAMR010Réacteur n°10 fractionnement gammaCURA334857Raz peson11U"]
["DPLACMT222","Collecteur mesures DATAWATCH n°2129-0078","U_METR000026","Vérification PERIODIQUE labo extérieur","MPS","METR","U406","50U",null,"2024-07-05",3,1,0,12,2,"BIOMED_ULIS","DPLACMT222Collecteur mesures DATAWATCH n°2129-0078U_METR000026Vérification PERIODIQUE labo extérieur50U12"]
["NEP10PLC01","Automate gestion station NEP10","CURA334960","Modification du programme suite aux DCI TW386995 et TW387003 ajout CI NEP canal plasma et densité poids à prélever poches PMH","AME",null,"U236NEP","12U","657 863,00","3000-01-01",0,1,0,null,null,"BIOMED_ULIS","NEP10PLC01Automate gestion station NEP10CURA334960Modification du programme suite aux DCI TW386995 et TW387003 ajout CI NEP canal plasma et densité poids à prélever poches PMH12U"]
["DCGCONV01","Convoyeur SAS Déchets","CURA335032","Problème ouverture trappe étage","MC",null,"U411","11U","657 932,00","3000-01-01",0,1,0,null,null,"BIOMED_ULIS","DCGCONV01Convoyeur SAS DéchetsCURA335032Problème ouverture trappe étage11U"]
["IS","Production et distri. vapeur industriel.","CURA335086","Installation compteur vapeurs","AME",null,"U222IS","10U",null,"2024-07-04",0,1,0,null,null,"BIOMED_ULIS","ISProduction et distri. vapeur industriel.CURA335086Installation compteur vapeurs10U"]
["DCGCONV01","Convoyeur SAS Déchets","CURA335147","Faciliter l'accès des GRV au niveau de la fosse Convoyeur à déchets","MC",null,"U411","13U","658 199,00","3000-01-01",0,1,0,null,null,"BIOMED_ULIS","DCGCONV01Convoyeur SAS DéchetsCURA335147Faciliter l'accès des GRV au niveau de la fosse Convoyeur à déchets13U"]
["BAT04ARM027","Arm. Distrib  Utilités étage-Pénum étage","CURA335209","AT 2024 - Consignation armoire BAT04ARM027","PRO",null,"U222ELE","10U","658 265,00","3000-01-01",0,1,0,null,null,"BIOMED_ULIS","BAT04ARM027Arm. Distrib  Utilités étage-Pénum étageCURA335209AT 2024 - Consignation armoire BAT04ARM02710U"]
["GAMCP22","Disperseur Fibri TI","CURA335283","Disjonction pompe","MC",null,"U441","11U","658 342,00","3000-01-01",0,1,0,null,null,"BIOMED_ULIS","GAMCP22Disperseur Fibri TICURA335283Disjonction pompe11U"]
["ADEOUT09","Chariot Big bag n°6 - 1 étagère","CURA335309","AT 2024 Constat de traces d'oxydation sur équipement","MC",null,"U421DEAE","11U",null,"2024-07-06",0,1,0,null,null,"BIOMED_ULIS","ADEOUT09Chariot Big bag n°6 - 1 étagèreCURA335309AT 2024 Constat de traces d'oxydation sur équipement11U"]
["CACOMP02","Compresseur  d'air ZR160 n°2","CURA335390","Fuite d'air sur l'électrovanne de décharge","SER",null,"U222CA","10U","658 471,00","3000-01-01",0,1,0,null,null,"BIOMED_ULIS","CACOMP02Compresseur  d'air ZR160 n°2CURA335390Fuite d'air sur l'électrovanne de décharge10U"]
["BAT04PLC01","API GTCB4 dans BAT04ARM02","CURA335394","AT2024 - Inhibition des alarmes de pression des locaux du B4","MC",null,"U235GTC","12U","658 483,00","3000-01-01",0,1,0,null,null,"BIOMED_ULIS","BAT04PLC01API GTCB4 dans BAT04ARM02CURA335394AT2024 - Inhibition des alarmes de pression des locaux du B412U"]
["GAMR42","Réacteur 15m3 n°42","CURA335458","Bit protéine","CON",null,"U441","11U","658 547,00","3000-01-01",0,1,0,null,null,"BIOMED_ULIS","GAMR42Réacteur 15m3 n°42CURA335458Bit protéine11U"]
["PLAR02","Mélangeur fondoir plasma n°2","CURA335520","Pale déformée.","MC",null,"U410","11U","658 610,00","3000-01-01",0,1,0,null,null,"BIOMED_ULIS","PLAR02Mélangeur fondoir plasma n°2CURA335520Pale déformée.11U"]
["PNEUBD01","Réseau de transport par tube pneumatique","CURA335565","Pneumatique hors service","MC",null,"U441","11U","658 696,00","3000-01-01",0,1,0,null,null,"BIOMED_ULIS","PNEUBD01Réseau de transport par tube pneumatiqueCURA335565Pneumatique hors service11U"]
["PLAEQUIP","Equipements spécifiques plasma","CURA335588","Réfection des coffrets PLATH PLATI et PLATS","AME",null,"U410","11U","658 716,00","3000-01-01",0,1,0,null,null,"BIOMED_ULIS","PLAEQUIPEquipements spécifiques plasmaCURA335588Réfection des coffrets PLATH PLATI et PLATS11U"]
["ELEPTB11","Poste transformateur ht/bt mag. général","CURA335632","Appel GTC ELETR08","MC",null,"U222ELE","11U","658 799,00","3000-01-01",0,1,0,null,null,"BIOMED_ULIS","ELEPTB11Poste transformateur ht/bt mag. généralCURA335632Appel GTC ELETR0811U"]
["GAMR43","Réacteur 15m3 n°43","CURA335651","Bit proteine","CON",null,"U441","11U","658 827,00","3000-01-01",0,1,0,null,null,"BIOMED_ULIS","GAMR43Réacteur 15m3 n°43CURA335651Bit proteine11U"]
["GAMR41","Réacteur de fractionnement 15 000 litres n°41","CURA335731","RAZ pesons","MC",null,"U441","11U","658 922,00","3000-01-01",0,1,0,null,null,"BIOMED_ULIS","GAMR41Réacteur de fractionnement 15 000 litres n°41CURA335731RAZ pesons11U"]
["PLAEQUIP","Equipements spécifiques plasma","CURA335801","Régulateur JUMO Calo. décong.","AME",null,"U410","11U",null,"2024-07-17",0,1,0,null,null,"BIOMED_ULIS","PLAEQUIPEquipements spécifiques plasmaCURA335801Régulateur JUMO Calo. décong.11U"]
["BAT08ARM15","Coffret  de distribution ondulé 1","CURA335869","Consignation pour projet SCC3","PRO",null,"U222ELE","11U",null,"2024-07-17",0,1,0,null,null,"BIOMED_ULIS","BAT08ARM15Coffret  de distribution ondulé 1CURA335869Consignation pour projet SCC311U"]
["UNFGMIC02","Microscope sous flux ( MFI)","U_LABO000005","Maintenance préventive","MPS","DEF","U868","70U",null,"2025-07-25",3,1,0,365,0,"BIOTECH_ULIS","UNFGMIC02Microscope sous flux ( MFI)U_LABO000005Maintenance préventive70U365"]
["WW1","Réseaux eaux usées ouest","CURA335968","Gestion des fosses.","MC",null,"U235WW","11U","659 285,00","3000-01-01",0,1,0,null,null,"BIOMED_ULIS","WW1Réseaux eaux usées ouestCURA335968Gestion des fosses.11U"]
["WFISBD103","Ss boucle PPI centrale pesée/prépa M.S.","CURA336006","Consignation vanne A/R et GW sur la WFISBD103","MC",null,"U236WFI","11U","659 331,00","3000-01-01",0,1,0,null,null,"BIOMED_ULIS","WFISBD103Ss boucle PPI centrale pesée/prépa M.S.CURA336006Consignation vanne A/R et GW sur la WFISBD10311U"]
["WFIT0001","Cuve de stockage d'eau ppi","CURA336027","Consignation AT 2024","MC",null,"U236WFI","11U",null,"2024-07-21",0,1,0,null,null,"BIOMED_ULIS","WFIT0001Cuve de stockage d'eau ppiCURA336027Consignation AT 202411U"]
["GAMPLC07","Automate filtre press gamma GAMFP01","CURA336180","Modification à la suite de la DCI TW388676","AME",null,"U441","12U","659 549,00","3000-01-01",0,1,0,null,null,"BIOMED_ULIS","GAMPLC07Automate filtre press gamma GAMFP01CURA336180Modification à la suite de la DCI TW38867612U"]
["INDUSAPPLI11","Application supervision FPT4","CURA336325","TW391194 : Update pour migration SCC3 Réacteurs FRAC","MC",null,"U236DIV","12U","659 753,00","3000-01-01",0,1,0,null,null,"BIOMED_ULIS","INDUSAPPLI11Application supervision FPT4CURA336325TW391194 : Update pour migration SCC3 Réacteurs FRAC12U"]
["ALBR002","Réacteur n°2 fractionnement albumine","CURA336440","Remplacement afficheur sécurité intro éthanol","MC",null,"U440","11U","659 959,00","3000-01-01",0,1,0,null,null,"BIOMED_ULIS","ALBR002Réacteur n°2 fractionnement albumineCURA336440Remplacement afficheur sécurité intro éthanol11U"]
["FIBPLC01","Automate Fibrinogène local 41421","CURA336529","TW391194 : Update pour migration SCC3 Réacteurs FRAC","MC",null,"U411","12U","660 015,00","3000-01-01",0,1,0,null,null,"BIOMED_ULIS","FIBPLC01Automate Fibrinogène local 41421CURA336529TW391194 : Update pour migration SCC3 Réacteurs FRAC12U"]
["CQBCF1161","Chambre ambiante 1161 +20°C","U_LABO000019","Qualification initiale","MC","DEF","U633","71U",null,"2024-07-31",0,365,0,null,null,"BIOTECH_ULIS","CQBCF1161Chambre ambiante 1161 +20°CU_LABO000019Qualification initiale71U"]
["CQBCMQ41","Pipette 30 - 300 µL n° M10046M multicanaux","U_LABO000016","Vérification à réception + maintenance + vérification après maintenance","MPS","METR","U633","71U",null,"2024-07-31",3,16,1,16,1,"BIOTECH_ULIS","CQBCMQ41Pipette 30 - 300 µL n° M10046M multicanauxU_LABO000016Vérification à réception + maintenance + vérification après maintenance71U16"]
["CQBCMQ45","Pipette 2 - 20 µL n° I42243M","U_LABO000019","Qualification initiale","MC","DEF","U633","71U",null,"2024-08-01",0,1,0,null,null,"BIOTECH_ULIS","CQBCMQ45Pipette 2 - 20 µL n° I42243MU_LABO000019Qualification initiale71U"]
["CQBCMQ50","Pipette 50- 1200 µL multicanaux n°G42036N","U_LABO000018","Intervention curative","MC","DEF","U633","71U",null,"2024-08-01",0,1,0,null,null,"BIOTECH_ULIS","CQBCMQ50Pipette 50- 1200 µL multicanaux n°G42036NU_LABO000018Intervention curative71U"]
["NEP06ST06","Station NEP réacteurs Gamma","CURA336740","Retrait joints clamps pour vérification","MC",null,"U236NEP","11U","660 397,00","3000-01-01",0,1,0,null,null,"BIOMED_ULIS","NEP06ST06Station NEP réacteurs GammaCURA336740Retrait joints clamps pour vérification11U"]
["ALBSVM06","Agitateur ALBR006","CURA336782","Remplacement variateur système d'agitation","PRO",null,"U440","12U","660 573,00","3000-01-01",0,1,0,null,null,"BIOMED_ULIS","ALBSVM06Agitateur ALBR006CURA336782Remplacement variateur système d'agitation12U"]
["BAT08SS11","Pièce bâtiment 8SS11","CURA336858","Remplacement éclairage HS","SER",null,"222ELE","10U","660 659,00","3000-01-01",0,1,0,null,null,"BIOMED_ULIS","BAT08SS11Pièce bâtiment 8SS11CURA336858Remplacement éclairage HS10U"]
["GAMR007","Réacteur n°07 fractionnement gamma","CURA336920","Maintenance des têtes de lavage rotatives","MC",null,"U441","11U","660 779,00","3000-01-01",0,1,0,null,null,"BIOMED_ULIS","GAMR007Réacteur n°07 fractionnement gammaCURA336920Maintenance des têtes de lavage rotatives11U"]
["ALBEQUIP","Equipements communs albumine","CURA336905","Remplacement du flexible","MC",null,"U440","11U","660 845,00","3000-01-01",0,1,0,null,null,"BIOMED_ULIS","ALBEQUIPEquipements communs albumineCURA336905Remplacement du flexible11U"]
["MFPRCMT75","Collecteur de mesure de T°C Ebro n° 62904608","U_METRO000012","Vérification PERIODIQUE température","MPS","METR","U868","70U",null,"2025-06-30",3,1,0,365,0,"BIOTECH_ULIS","MFPRCMT75Collecteur de mesure de T°C Ebro n° 62904608U_METRO000012Vérification PERIODIQUE température70U365"]
["ALBFP06","Filtre-presse albumine T I+II+III","CURA337180","Vérifications","MC",null,"U440","11U","661 103,00","3000-01-01",0,1,0,null,null,"BIOMED_ULIS","ALBFP06Filtre-presse albumine T I+II+IIICURA337180Vérifications11U"]
["BAT01","Bâtiment 1 commun","CURA337242","Coupure élec","MC",null,"U235BATU","11U","661 212,00","3000-01-01",0,1,0,null,null,"BIOMED_ULIS","BAT01Bâtiment 1 communCURA337242Coupure élec11U"]
["BAT01148","Labo LCQB pièces 1148","CURA337373","Porte automatique labo 1148 en panne","MC",null,"U633","13U",null,"2024-08-23",0,1,0,null,null,"BIOTECH_ULIS","BAT01148Labo LCQB pièces 1148CURA337373Porte automatique labo 1148 en panne13U"]
["GAMPLC08","Automate extension B8","U_PROC000053","Remplacement pile automate TSX","MPS","DEF","U441","11U",null,"2024-08-20T16:34:14",3,1,0,156,1,"BIOMED_ULIS","GAMPLC08Automate extension B8U_PROC000053Remplacement pile automate TSX11U156"]
["BAT11CMT114","Enreg Temp ambiance CF 10 /BAT11ARM01","CURA337505","Modification seuil","MC",null,"U406","12U","661 485,00","3000-01-01",0,1,0,null,null,"BIOMED_ULIS","BAT11CMT114Enreg Temp ambiance CF 10 /BAT11ARM01CURA337505Modification seuil12U"]
["RF14EVA02","Evaporateur couloir cf n°13 - 40°C","CURA337554","Dégivrage du caisson","MC",null,"U222RF","10U","661 587,00","3000-01-01",0,1,0,null,null,"BIOMED_ULIS","RF14EVA02Evaporateur couloir cf n°13 - 40°CCURA337554Dégivrage du caisson10U"]
["GAMBOL964","Bol de centri BKA45 n°964","CURA337628","Double enveloppe","MC",null,"U441","11U","661 641,00","3000-01-01",0,1,0,null,null,"BIOMED_ULIS","GAMBOL964Bol de centri BKA45 n°964CURA337628Double enveloppe11U"]
["PLAT001","Cuve sortie fondoir","CURA337664","Lumière HS du hublot de vision cuve T001","MC",null,"U410","11U","661 696,00","3000-01-01",0,1,0,null,null,"BIOMED_ULIS","PLAT001Cuve sortie fondoirCURA337664Lumière HS du hublot de vision cuve T00111U"]
["NEP07ST07","Station NEP laverie Gamma","CURA337699","Défaut objet non prés","MC",null,"U236NEP","11U","661 740,00","3000-01-01",0,1,0,null,null,"BIOMED_ULIS","NEP07ST07Station NEP laverie GammaCURA337699Défaut objet non prés11U"]
["ALBR003","Réacteur n°3 fractionnement albumine","CURA337753","Disque de rupture HS","MC",null,"U440","11U","662 117,00","3000-01-01",0,1,0,null,null,"BIOMED_ULIS","ALBR003Réacteur n°3 fractionnement albumineCURA337753Disque de rupture HS11U"]
["ADER144_070","Cuve de reception Cryosurnageant 1600L","CURA337616","Fourniture tuyau DW laverie","CON",null,"U421DEAE","11U","662 318,00","3000-01-01",0,1,0,null,null,"BIOMED_ULIS","ADER144_070Cuve de reception Cryosurnageant 1600LCURA337616Fourniture tuyau DW laverie11U"]
["WW1","Réseaux eaux usées ouest","CURA337876","Défaut vidange WWR03 ou WWR02 en auto","MC",null,"U235WW","11U","662 503,00","3000-01-01",0,1,0,null,null,"BIOMED_ULIS","WW1Réseaux eaux usées ouestCURA337876Défaut vidange WWR03 ou WWR02 en auto11U"]
["HNOT002","Cuve n°2 de stockage acide nitrique","CURA337931","Défaut niveau très haut","MC",null,"U236NEP","11U","662 573,00","3000-01-01",0,1,0,null,null,"BIOMED_ULIS","HNOT002Cuve n°2 de stockage acide nitriqueCURA337931Défaut niveau très haut11U"]
["BAT04","Bâtiment 4 Centrale énergie","CURA338007","Réglage de la pression 4110","MC",null,"S244","10U","662 657,00","3000-01-01",0,1,0,null,null,"BIOMED_ULIS","BAT04Bâtiment 4 Centrale énergieCURA338007Réglage de la pression 411010U"]
["GAMPLC03","Automate centrifugation gamma","CURA338038","Conduite lot à blanc","CON",null,"U441","11U","662 708,00","3000-01-01",0,1,0,null,null,"BIOMED_ULIS","GAMPLC03Automate centrifugation gammaCURA338038Conduite lot à blanc11U"]
["GW34","Prod. / distrib. Eau glacée +7°C","CURA338063","Défaut disjonction GW/4CP07","MC",null,"U222SHW","11U","662 743,00","3000-01-01",0,1,0,null,null,"BIOMED_ULIS","GW34Prod. / distrib. Eau glacée +7°CCURA338063Défaut disjonction GW/4CP0711U"]
["WFIPV502","Van. pneu. soutirage point libre n°2 8RC201","CURA338137","Blocage du point de prélèvement","MC",null,"U236WFI","11U","662 881,00","3000-01-01",0,1,0,null,null,"BIOMED_ULIS","WFIPV502Van. pneu. soutirage point libre n°2 8RC201CURA338137Blocage du point de prélèvement11U"]
["BAT08RC99","Atelier broyage immunoglobuline","CURA338159","Vue SCC figée","MPC",null,"U200BATP","12U","662 900,00","3000-01-01",0,1,0,null,null,"BIOMED_ULIS","BAT08RC99Atelier broyage immunoglobulineCURA338159Vue SCC figée12U"]
["RNDPROCESS3","Locaux BAT01SS15 + BAT04SS411 + BAT08SS15","U_PROC000062","Ronde technique PROCESS","CON","MAINT","U200","11U",null,"2025-10-18",3,1,0,1,2,"BIOMED_ULIS","RNDPROCESS3Locaux BAT01SS15 + BAT04SS411 + BAT08SS15U_PROC000062Ronde technique PROCESS11U1"]
["ALBFP06","Filtre-presse albumine T I+II+III","CURA338231","Défaut durant la filtration","MC",null,"U440","11U",null,"2024-09-04",0,1,0,null,null,"BIOMED_ULIS","ALBFP06Filtre-presse albumine T I+II+IIICURA338231Défaut durant la filtration11U"]
["NEPPLC01","Automate gestion utilités NEP","CURA338284","Forçage à 0 du bit de défaut cuve HCLT01","PRO",null,"U236NEP","12U","663 169,00","3000-01-01",0,1,0,null,null,"BIOMED_ULIS","NEPPLC01Automate gestion utilités NEPCURA338284Forçage à 0 du bit de défaut cuve HCLT0112U"]
["HNAHV420","Vanne purge basse dépotage HNAARM400","CURA338312","Fixation vanne HNAHV420 / Poste de dépotage soudes","MC",null,"U236NEP","11U","663 200,00","3000-01-01",0,1,0,null,null,"BIOMED_ULIS","HNAHV420Vanne purge basse dépotage HNAARM400CURA338312Fixation vanne HNAHV420 / Poste de dépotage soudes11U"]
["PLAPP10","Pompe sortie fondoir n°1 PLAR01","CURA338369","Vitesse de rotation trop lente","CON",null,"U410","11U",null,"2024-09-05",0,1,0,null,null,"BIOMED_ULIS","PLAPP10Pompe sortie fondoir n°1 PLAR01CURA338369Vitesse de rotation trop lente11U"]
["ADEPV112_015","Vanne bloc chromato type 4","CURA338446","Défaut de CR vanne","MC",null,"U421DEAE","11U","663 636,00","3000-01-01",0,1,0,null,null,"BIOMED_ULIS","ADEPV112_015Vanne bloc chromato type 4CURA338446Défaut de CR vanne11U"]
["PE10R020","Cuve n°2 de stockage 32 m3 éthanol","CURA338450","Appel GTC température cuve en attente","MC",null,"U236PE","11U","663 640,00","3000-01-01",0,1,0,null,null,"BIOMED_ULIS","PE10R020Cuve n°2 de stockage 32 m3 éthanolCURA338450Appel GTC température cuve en attente11U"]
["ALBBRD301","Disque de rupture surpression ALBR003","CURA338455","Défaut disque de rupture surpression","MC",null,"U440","11U",null,"2024-09-07",0,1,0,null,null,"BIOMED_ULIS","ALBBRD301Disque de rupture surpression ALBR003CURA338455Défaut disque de rupture surpression11U"]
["GAMPLC05","Station automate réacteurs gamma","CURA338456","Défaut de température de soutirage","MC",null,"U441","11U",null,"2024-09-07",0,1,0,null,null,"BIOMED_ULIS","GAMPLC05Station automate réacteurs gammaCURA338456Défaut de température de soutirage11U"]
["WFIBD01","Boucle n°1 distribution d'eau ppi","CURA338457","Défaut température départ","MC",null,"U236WFI","11U","663 652,00","3000-01-01",0,1,0,null,null,"BIOMED_ULIS","WFIBD01Boucle n°1 distribution d'eau ppiCURA338457Défaut température départ11U"]
["ADECR112","Skid chromato DEAEFF","CURA338458","Ecran figé","MC",null,"U421DEAE","11U","663 653,00","3000-01-01",0,1,0,null,null,"BIOMED_ULIS","ADECR112Skid chromato DEAEFFCURA338458Ecran figé11U"]
["ADEUF123","Skid UFAlbumine","CURA338459","Écran figé","MC",null,"U421DEAE","11U","663 654,00","3000-01-01",0,1,0,null,null,"BIOMED_ULIS","ADEUF123Skid UFAlbumineCURA338459Écran figé11U"]
["NEP06ST06","Station NEP réacteurs Gamma","CURA338460","Défaut controle conductivité","MC",null,"U236NEP","11U","663 655,00","3000-01-01",0,1,0,null,null,"BIOMED_ULIS","NEP06ST06Station NEP réacteurs GammaCURA338460Défaut controle conductivité11U"]
["GAMR41","Réacteur de fractionnement 15 000 litres n°41","CURA338463","Défaut pression calo haute","MC",null,"U441","11U",null,"2024-09-08",0,1,0,null,null,"BIOMED_ULIS","GAMR41Réacteur de fractionnement 15 000 litres n°41CURA338463Défaut pression calo haute11U"]
["GW1/2","Production distri. eau glycolée -19°C","CURA338464","Défaut température haute distribution/","MC",null,"U222GW","11U",null,"2024-09-08",0,1,0,null,null,"BIOMED_ULIS","GW1/2Production distri. eau glycolée -19°CCURA338464Défaut température haute distribution/11U"]
["GAMPLC03","Automate centrifugation gamma","CURA338468","Repostionnement Grafcet","MC",null,"U441","11U","663 672,00","3000-01-01",0,1,0,null,null,"BIOMED_ULIS","GAMPLC03Automate centrifugation gammaCURA338468Repostionnement Grafcet11U"]
["GAMCP22","Disperseur Fibri TI","CURA338469","Disjonction","MC",null,"U441","11U","663 673,00","3000-01-01",0,1,0,null,null,"BIOMED_ULIS","GAMCP22Disperseur Fibri TICURA338469Disjonction11U"]
["ALBR001","Réacteur n°1 fractionnement albumine","CURA338470","Inhibition température GW1CMT01","MC",null,"U440","11U",null,"2024-09-08",0,1,0,null,null,"BIOMED_ULIS","ALBR001Réacteur n°1 fractionnement albumineCURA338470Inhibition température GW1CMT0111U"]
["NEP06ST06","Station NEP réacteurs Gamma","CURA338471","Défaut de conductivité finale GAMR07","MC",null,"U236NEP","11U","663 675,00","3000-01-01",0,1,0,null,null,"BIOMED_ULIS","NEP06ST06Station NEP réacteurs GammaCURA338471Défaut de conductivité finale GAMR0711U"]
["NEP09ST09","Sous-station NEP ADEAE","CURA338472","Défau de comunication ethernet","MC",null,"U236NEP","11U","663 676,00","3000-01-01",0,1,0,null,null,"BIOMED_ULIS","NEP09ST09Sous-station NEP ADEAECURA338472Défau de comunication ethernet11U"]
["GAMPLC03","Automate centrifugation gamma","CURA338473","Défaut carte automate IG + repositionement du grafcet","MC",null,"U441","11U","663 677,00","3000-01-01",0,1,0,null,null,"BIOMED_ULIS","GAMPLC03Automate centrifugation gammaCURA338473Défaut carte automate IG + repositionement du grafcet11U"]
["NEP07ST07","Station NEP laverie Gamma","CURA338474","Fuite pendant le nep canal uf","MC",null,"U236NEP","11U","663 678,00","3000-01-01",0,1,0,null,null,"BIOMED_ULIS","NEP07ST07Station NEP laverie GammaCURA338474Fuite pendant le nep canal uf11U"]
["MCBREF19","Réfrigérateur PHC n°23100173","CURA338481","Monitoring : remplacement MCBREF16 par MCBREF19","MC",null,"U640MCB","12U","663 686,00","3000-01-01",0,1,0,null,null,"BIOMED_ULIS","MCBREF19Réfrigérateur PHC n°23100173CURA338481Monitoring : remplacement MCBREF16 par MCBREF1912U"]
["MGGCMT72","Sonde produit n°1","CURA338491","Investigation pic de température sur la sonde MGGCMT72 du MGGCONG18","MC",null,"U168","10U","663 697,00","3000-01-01",0,1,0,null,null,"BIOMED_ULIS","MGGCMT72Sonde produit n°1CURA338491Investigation pic de température sur la sonde MGGCMT72 du MGGCONG1810U"]
["BAT04","Bâtiment 4 Centrale énergie","CURA338498","Protection coupe-feu mur du local mezzanine TGBT B4","MC",null,"S244","13U","663 718,00","3000-01-01",0,1,0,null,null,"BIOMED_ULIS","BAT04Bâtiment 4 Centrale énergieCURA338498Protection coupe-feu mur du local mezzanine TGBT B413U"]
["BAT08RC215","Laverie ADEAE","CURA338502","2024 SD Demande de réparation de la douche de sécurité en 8RC215","MC",null,"U200BATP","13U","663 726,00","3000-01-01",0,1,0,null,null,"BIOMED_ULIS","BAT08RC215Laverie ADEAECURA3385022024 SD Demande de réparation de la douche de sécurité en 8RC21513U"]
["GAMBOL287","Bol de centri BKA45 n°287","CURA338503","Verification des doubles enveloppes","MC",null,"U441","11U",null,"2024-09-09",0,1,0,null,null,"BIOMED_ULIS","GAMBOL287Bol de centri BKA45 n°287CURA338503Verification des doubles enveloppes11U"]
["PLASKID01","Chariot filtr. envoi plasma avant PLATH","CURA338505"," defaut capteur => Plaf05zs01","MC",null,"U410","11U",null,"2024-09-09",0,1,0,null,null,"BIOMED_ULIS","PLASKID01Chariot filtr. envoi plasma avant PLATHCURA338505 defaut capteur => Plaf05zs0111U"]
["GAMUR11","Enregistreur fibrinogène TI","CURA338506","Remise en état prise banc débitmètrique","MC",null,"U441","11U",null,"2024-09-09",0,1,0,null,null,"BIOMED_ULIS","GAMUR11Enregistreur fibrinogène TICURA338506Remise en état prise banc débitmètrique11U"]
["AC15CT15","Centrale de traitement d'air","CURA338513","Réglage de la pression en 230","MC",null,"U222AC","10U","663 737,00","3000-01-01",0,1,0,null,null,"BIOMED_ULIS","AC15CT15Centrale de traitement d'airCURA338513Réglage de la pression en 23010U"]
["MCBCMT65","Enreg temp MCBREF15/BAT01ARM04","CURA338522","Simulation de température pour déclenchement d'alarme","MC",null,"U603","12U","663 747,00","3000-01-01",0,1,0,null,null,"BIOMED_ULIS","MCBCMT65Enreg temp MCBREF15/BAT01ARM04CURA338522Simulation de température pour déclenchement d'alarme12U"]
["GAMPLC03","Automate centrifugation gamma","CURA338529","Changement Alim/Process TW 393963","AME",null,"U441","12U","663 755,00","3000-01-01",0,1,0,null,null,"BIOMED_ULIS","GAMPLC03Automate centrifugation gammaCURA338529Changement Alim/Process TW 39396312U"]
["ALBFP06","Filtre-presse albumine T I+II+III","CURA338535","Fourniture cadre","MC",null,"U440","11U",null,"2024-09-09",0,1,0,null,null,"BIOMED_ULIS","ALBFP06Filtre-presse albumine T I+II+IIICURA338535Fourniture cadre11U"]
["NEP09ST09","Sous-station NEP ADEAE","CURA338536","Défaut de COM","MC",null,"U236NEP","11U",null,"2024-09-09",0,1,0,null,null,"BIOMED_ULIS",{"$f":"_xlfn.TEXTJOIN(\"\",TRUE,A36354:D36354,H36354,N36354)","v":"NEP09ST09Sous-station NEP ADEAECURA338536Défaut de COM11U"}]
["WFISBD101","S. boucle eau PPI décongélation plasma","CURA338539","Défaut température haute en distribution","MPC",null,"U236WFI","11U",null,"2024-09-10",0,1,0,null,null,"BIOMED_ULIS","WFISBD101S. boucle eau PPI décongélation plasmaCURA338539Défaut température haute en distribution11U"]
["WFISBD101","S. boucle eau PPI décongélation plasma","CURA338540","Fuite sur échangeur GW","MPC",null,"U236WFI","11U",null,"2024-09-10",0,1,0,null,null,"BIOMED_ULIS","WFISBD101S. boucle eau PPI décongélation plasmaCURA338540Fuite sur échangeur GW11U"]
["TAMR149_001","Cuve préparatoire tampons 2000L","CURA338545","Défaut fonction agitation ou agitation arrêtée","MC",null,"U421DEAE","11U",null,"2024-09-10",0,1,0,null,null,"BIOMED_ULIS","TAMR149_001Cuve préparatoire tampons 2000LCURA338545Défaut fonction agitation ou agitation arrêtée11U"]
["NEP07ST07","Station NEP laverie Gamma","CURA338546","Vidange NEP07","CON",null,"U236NEP","11U",null,"2024-09-10",0,1,0,null,null,"BIOMED_ULIS","NEP07ST07Station NEP laverie GammaCURA338546Vidange NEP0711U"]
["GAMR007","Réacteur n°07 fractionnement gamma","CURA338547","Problème de descente en froid","MC",null,"U441","11U",null,"2024-09-10",0,1,0,null,null,"BIOMED_ULIS","GAMR007Réacteur n°07 fractionnement gammaCURA338547Problème de descente en froid11U"]
["PW33","Prod. Eau purifiée ORION n°3","CURA338548","Mis en mode maintenance suite à arrêt","MC",null,"U236PW","11U",null,"2024-09-10",0,1,0,null,null,"BIOMED_ULIS","PW33Prod. Eau purifiée ORION n°3CURA338548Mis en mode maintenance suite à arrêt11U"]
["DCGTSK01","Transstockeur","CURA338549","Défaut en début de chargement","MC",null,"U411","11U",null,"2024-09-10",0,1,0,null,null,"BIOMED_ULIS","DCGTSK01TransstockeurCURA338549Défaut en début de chargement11U"]
["NEP07ST07","Station NEP laverie Gamma","CURA338550","Nepst07 => gamr20 => defaut contrôle debit","MC",null,"U236NEP","11U",null,"2024-09-10",0,1,0,null,null,"BIOMED_ULIS","NEP07ST07Station NEP laverie GammaCURA338550Nepst07 => gamr20 => defaut contrôle debit11U"]
["NEP07PV07","Vanne de vidange cuve NEP07R01","CURA338552","Defaut de cr","MC",null,"U236NEP","11U",null,"2024-09-10",0,1,0,null,null,"BIOMED_ULIS","NEP07PV07Vanne de vidange cuve NEP07R01CURA338552Defaut de cr11U"]
["BAT08","Bâtiment 8 de production","CURA338553","Nettoyage de zone","CON",null,"U200BATP","11U",null,"2024-09-10",0,1,0,null,null,"BIOMED_ULIS","BAT08Bâtiment 8 de productionCURA338553Nettoyage de zone11U"]
["EPL2CV74","Rideau d'air chambre froide n°7","CURA338570","Enlever la barrière ancien bureau CE + reboucher un trou","MC",null,"U406","13U","663 866,00","3000-01-01",0,1,0,null,null,"BIOMED_ULIS","EPL2CV74Rideau d'air chambre froide n°7CURA338570Enlever la barrière ancien bureau CE + reboucher un trou13U"]
["HNO","Stockage et distribution acide nitrique","CURA338578","Disjontion B4","MCU",null,"U236NEP","11U",null,"2024-09-10",0,1,0,null,null,"BIOMED_ULIS","HNOStockage et distribution acide nitriqueCURA338578Disjontion B411U"]
["MCBETUV16","Incubateur réfrigéré 57,5°C","CURA338596","Action CURATIVE","MC",null,"U640MCB","21U","663 892,00","3000-01-01",0,1,0,null,null,"BIOMED_ULIS","MCBETUV16Incubateur réfrigéré 57,5°CCURA338596Action CURATIVE21U"]
["GN","Stockage et distribution azote gazeux B8","CURA338599","Remplacement du manomètre a aiguilles défaillant","MC",null,"U236DIV","11U","663 895,00","3000-01-01",0,1,0,null,null,"BIOMED_ULIS","GNStockage et distribution azote gazeux B8CURA338599Remplacement du manomètre a aiguilles défaillant11U"]
["RF14EVA02","Evaporateur couloir cf n°13 - 40°C","CURA338600","Dégivrage du caisson","SER",null,"U222RF","10U","663 896,00","3000-01-01",0,1,0,null,null,"BIOMED_ULIS","RF14EVA02Evaporateur couloir cf n°13 - 40°CCURA338600Dégivrage du caisson10U"]
["WWR02","Cuve 15 000 litres  effluents NEP","CURA338608","PH BAS","MC",null,"U235WW","11U",null,"2024-09-10",0,1,0,null,null,"BIOMED_ULIS","WWR02Cuve 15 000 litres  effluents NEPCURA338608PH BAS11U"]
["NEP05ST05","Station NEP laverie Albumine","CURA338609","Défaut pontage","MC",null,"U236NEP","11U",null,"2024-09-10",0,1,0,null,null,"BIOMED_ULIS","NEP05ST05Station NEP laverie AlbumineCURA338609Défaut pontage11U"]
["COMMAL01","Machine à laver n° 6T090132","CURA338613","Défaut détection fuite","MC",null,"U411","11U",null,"2024-09-11",0,1,0,null,null,"BIOMED_ULIS","COMMAL01Machine à laver n° 6T090132CURA338613Défaut détection fuite11U"]
["NEP04ST04","Station NEP réacteurs + UF Albumine","CURA338614","Défaut objet non prête","MCU",null,"U236NEP","11U",null,"2024-09-11",0,1,0,null,null,"BIOMED_ULIS","NEP04ST04Station NEP réacteurs + UF AlbumineCURA338614Défaut objet non prête11U"]
["BAT08RC102","Atelier centrifugation immunoglobuline","CURA338636","Changement des poignées des bols centris IG","MC",null,"U200BATP","11U",null,"2024-09-11",0,1,0,null,null,"BIOMED_ULIS","BAT08RC102Atelier centrifugation immunoglobulineCURA338636Changement des poignées des bols centris IG11U"]
["BAT0103","Bâtiment 1 laboratoires de contrôle","CURA338637","Demande de déplacement de l'écran MONITORING dans la pièce 1303","MC",null,"S244","12U","663 939,00","3000-01-01",0,1,0,null,null,"BIOMED_ULIS","BAT0103Bâtiment 1 laboratoires de contrôleCURA338637Demande de déplacement de l'écran MONITORING dans la pièce 130312U"]
["NEP","Centrale de nettoyage en place","CURA338638","Soudure HS de la TIGE sur la Manchette NEPcanal/RinçageCarter","MC",null,"U236NEP","11U",null,"2024-09-09",0,1,0,null,null,"BIOMED_ULIS","NEPCentrale de nettoyage en placeCURA338638Soudure HS de la TIGE sur la Manchette NEPcanal/RinçageCarter11U"]
["BAT01","Bâtiment 1 commun","CURA338640","2024 SD Local technique patio Bat1 3eme étage","MC",null,"U235BATU","10U","663 943,00","3000-01-01",0,1,0,null,null,"BIOMED_ULIS","BAT01Bâtiment 1 communCURA3386402024 SD Local technique patio Bat1 3eme étage10U"]
["BAT08","Bâtiment 8 de production","CURA338642","Réglage delta P vestiaire","MC",null,"U200BATP","10U","663 945,00","3000-01-01",0,1,0,null,null,"BIOMED_ULIS","BAT08Bâtiment 8 de productionCURA338642Réglage delta P vestiaire10U"]
["WFIBD01","Boucle n°1 distribution d'eau ppi","CURA338653","Défaut de phase","MC",null,"U236WFI","11U",null,"2024-09-11",0,1,0,null,null,"BIOMED_ULIS","WFIBD01Boucle n°1 distribution d'eau ppiCURA338653Défaut de phase11U"]
["WFISBD108","Ss boucle PPI régé UF Albumine","CURA338654","Disjonction","MC",null,"U236WFI","11U",null,"2024-09-11",0,1,0,null,null,"BIOMED_ULIS","WFISBD108Ss boucle PPI régé UF AlbumineCURA338654Disjonction11U"]
["WW1FOS01","Fosse OUEST (NEP/PW) relevage eaux usées","CURA338655","La fonction entretien bloque le fonctionnement de la fosse","MC",null,"U235WW","11U",null,"2024-09-11",0,1,0,null,null,"BIOMED_ULIS","WW1FOS01Fosse OUEST (NEP/PW) relevage eaux uséesCURA338655La fonction entretien bloque le fonctionnement de la fosse11U"]
["BAT08SS59","Sas de désinfection et transfert","CURA338666","2024 SD Table casser","MC",null,"U200BATP","13U","663 968,00","3000-01-01",0,1,0,null,null,"BIOMED_ULIS","BAT08SS59Sas de désinfection et transfertCURA3386662024 SD Table casser13U"]
["BAT01","Bâtiment 1 commun","CURA338668","Remplacement éclairage HS","MC",null,"222ELE","10U","663 970,00","3000-01-01",0,1,0,null,null,"BIOMED_ULIS","BAT01Bâtiment 1 communCURA338668Remplacement éclairage HS10U"]
["PLAR03","Mélangeur fondoir plasma n°3","CURA338675","Rempl. PLAR03 par PLAR01","MC",null,"U410","11U","663 975,00","3000-01-01",0,1,0,null,null,"BIOMED_ULIS","PLAR03Mélangeur fondoir plasma n°3CURA338675Rempl. PLAR03 par PLAR0111U"]
["PLAR01","Mélangeur fondoir plasma n°1","CURA338679","Rempl. PLAR03 par PLAR01","MC",null,"U410","11U","663 976,00","3000-01-01",0,1,0,null,null,"BIOMED_ULIS","PLAR01Mélangeur fondoir plasma n°1CURA338679Rempl. PLAR03 par PLAR0111U"]
["GAMOUT02","Chariot de démontage des bols de centri.","CURA338685","Fuite","MC",null,"U441","11U",null,"2024-09-11",0,1,0,null,null,"BIOMED_ULIS","GAMOUT02Chariot de démontage des bols de centri.CURA338685Fuite11U"]
["NEP05ST05","Station NEP laverie Albumine","CURA338686","Défaut temp de dosage soude long","MC",null,"U236NEP","11U",null,"2024-09-11",0,1,0,null,null,"BIOMED_ULIS","NEP05ST05Station NEP laverie AlbumineCURA338686Défaut temp de dosage soude long11U"]
["WFISBD103","Ss boucle PPI centrale pesée/prépa M.S.","CURA338687","Réglage boucle","MC",null,"U236WFI","11U",null,"2024-09-11",0,1,0,null,null,"BIOMED_ULIS","WFISBD103Ss boucle PPI centrale pesée/prépa M.S.CURA338687Réglage boucle11U"]
["GAMR018","Cuve tampon","CURA338689","Prise HS","MC",null,"U441","11U",null,"2024-09-11",0,1,0,null,null,"BIOMED_ULIS","GAMR018Cuve tamponCURA338689Prise HS11U"]
["HNOT002","Cuve n°2 de stockage acide nitrique","CURA338690","Défaut niveau haut","MC",null,"U236NEP","11U",null,"2024-09-11",0,1,0,null,null,"BIOMED_ULIS","HNOT002Cuve n°2 de stockage acide nitriqueCURA338690Défaut niveau haut11U"]
["MGGCF08","Chambre froide n°8 -40°C m. géné. pi/pf","CURA338691","Défaut température","MC",null,"U168","11U","663 990,00","3000-01-01",0,1,0,null,null,"BIOMED_ULIS","MGGCF08Chambre froide n°8 -40°C m. géné. pi/pfCURA338691Défaut température11U"]
["PW31","Prod. Eau purifiée ORION n°1","CURA338692","Gtc","MC",null,"U236PW","11U",null,"2024-09-11",0,1,0,null,null,"BIOMED_ULIS","PW31Prod. Eau purifiée ORION n°1CURA338692Gtc11U"]
["GW1","Boucle n°1 distri. eau glycolée -19° C","CURA338693","Gtc","MC",null,"U222GW","11U",null,"2024-09-11",0,1,0,null,null,"BIOMED_ULIS","GW1Boucle n°1 distri. eau glycolée -19° CCURA338693Gtc11U"]
["ADE","Atelier DEAE","CURA338694","Fourniture detrompeur","MC",null,"U421DEAE","11U",null,"2024-09-11",0,1,0,null,null,"BIOMED_ULIS","ADEAtelier DEAECURA338694Fourniture detrompeur11U"]
["ALBPLC07","Station automate FP T I+II+III","CURA338701","Fonction NEP en cours","MC",null,"U440","11U",null,"2024-09-12",0,1,0,null,null,"BIOMED_ULIS","ALBPLC07Station automate FP T I+II+IIICURA338701Fonction NEP en cours11U"]
["ALBPLC01","Automate réacteurs albumine","CURA338702","Fonction NEP NEPC FPT123 bloqué en suspion","MC",null,"U440","11U",null,"2024-09-12",0,1,0,null,null,"BIOMED_ULIS","ALBPLC01Automate réacteurs albumineCURA338702Fonction NEP NEPC FPT123 bloqué en suspion11U"]
["DCGMT101","Module transfert poches du tunnel coupe","CURA338703","Défaut module de transfert","MC",null,"U411","11U",null,"2024-09-12",0,1,0,null,null,"BIOMED_ULIS","DCGMT101Module transfert poches du tunnel coupeCURA338703Défaut module de transfert11U"]
["DCGR200","Fondoir Décongélation","CURA338706","Vidange fondoir","CON",null,"U411","11U",null,"2024-09-12",0,1,0,null,null,"BIOMED_ULIS","DCGR200Fondoir DécongélationCURA338706Vidange fondoir11U"]
["BAT08RC103","Atelier UF immunoglobuline","CURA338714","Trou dans la résine 8RC103 atelier Fibrinogène","MC",null,"U200BATP","13U","664 021,00","3000-01-01",0,1,0,null,null,"BIOMED_ULIS","BAT08RC103Atelier UF immunoglobulineCURA338714Trou dans la résine 8RC103 atelier Fibrinogène13U"]
["RF63","Groupe froid production GW0 (2 circuits)","CURA338724","Suite au contrôle périodique fuite de fluide frigorigène","MC",null,"U222GW","10U",null,"2024-09-12",0,1,0,null,null,"BIOMED_ULIS","RF63Groupe froid production GW0 (2 circuits)CURA338724Suite au contrôle périodique fuite de fluide frigorigène10U"]
["RF40","Production fluide frigorigène n°1 GW3/4","CURA338725","Suite au contrôle périodique fuite de fluide frigorigène","MC",null,"U222GW","10U",null,"2024-09-12",0,1,0,null,null,"BIOMED_ULIS","RF40Production fluide frigorigène n°1 GW3/4CURA338725Suite au contrôle périodique fuite de fluide frigorigène10U"]
["RF41","Production fluide frigorigène n°2 GW3/4","CURA338726","Suite au contrôle périodique fuite de fluide frigorigène","MC",null,"U222GW","10U",null,"2024-09-12",0,1,0,null,null,"BIOMED_ULIS","RF41Production fluide frigorigène n°2 GW3/4CURA338726Suite au contrôle périodique fuite de fluide frigorigène10U"]
["RF43","Production fluide frigorigène n°4 GW3/4","CURA338727","Suite au contrôle périodique fuite de fluide frigorigène","MC",null,"U222GW","10U",null,"2024-09-12",0,1,0,null,null,"BIOMED_ULIS","RF43Production fluide frigorigène n°4 GW3/4CURA338727Suite au contrôle périodique fuite de fluide frigorigène10U"]
["RF42","Production fluide frigorigène n°3 GW3/4","CURA338728","Suite au contrôle périodique fuite de fluide frigorigène","MC",null,"U222GW","10U",null,"2024-09-12",0,1,0,null,null,"BIOMED_ULIS","RF42Production fluide frigorigène n°3 GW3/4CURA338728Suite au contrôle périodique fuite de fluide frigorigène10U"]
["RF64","Groupe froid production GW0 (2 circuits)","CURA338729","Suite au contrôle périodique fuite de fluide frigorigène","MC",null,"U222GW","10U",null,"2024-09-12",0,1,0,null,null,"BIOMED_ULIS","RF64Groupe froid production GW0 (2 circuits)CURA338729Suite au contrôle périodique fuite de fluide frigorigène10U"]
["RF66A","Production fluide frigorigène +15°C  circuit A","CURA338730","Suite au contrôle périodique fuite de fluide frigorigène","MC",null,"U222GW","10U",null,"2024-09-12",0,1,0,null,null,"BIOMED_ULIS","RF66AProduction fluide frigorigène +15°C  circuit ACURA338730Suite au contrôle périodique fuite de fluide frigorigène10U"]
["RF66B","Production fluide frigorigène +15°C  circuit B","CURA338732","Suite au contrôle périodique fuite de fluide frigorigène","MC",null,"U222GW","10U",null,"2024-09-12",0,1,0,null,null,"BIOMED_ULIS","RF66BProduction fluide frigorigène +15°C  circuit BCURA338732Suite au contrôle périodique fuite de fluide frigorigène10U"]
["RF30","Production fluide frigorigène n°1 GW0","CURA338733","Suite au contrôle périodique fuite de fluide frigorigène","MC",null,"U222GW","10U",null,"2024-09-12",0,1,0,null,null,"BIOMED_ULIS","RF30Production fluide frigorigène n°1 GW0CURA338733Suite au contrôle périodique fuite de fluide frigorigène10U"]
["RF31","Production fluide frigorigène n°2 GW0","CURA338735","Suite au contrôle périodique fuite de fluide frigorigène","MC",null,"U222GW","10U",null,"2024-09-12",0,1,0,null,null,"BIOMED_ULIS","RF31Production fluide frigorigène n°2 GW0CURA338735Suite au contrôle périodique fuite de fluide frigorigène10U"]
["RF32","Production fluide frigorigène n°3 GW0","CURA338736","Suite au contrôle périodique fuite de fluide frigorigène + Rpt compresseur","MC",null,"U222GW","10U",null,"2024-09-12",0,1,0,null,null,"BIOMED_ULIS","RF32Production fluide frigorigène n°3 GW0CURA338736Suite au contrôle périodique fuite de fluide frigorigène + Rpt compresseur10U"]
["GW1","Boucle n°1 distri. eau glycolée -19° C","CURA338738","Appoint de glycol","SER",null,"U222GW","10U","664 056,00","3000-01-01",0,1,0,null,null,"BIOMED_ULIS","GW1Boucle n°1 distri. eau glycolée -19° CCURA338738Appoint de glycol10U"]
["DCGTSK01","Transstockeur","CURA338739","Capteur 610B3 inactif alors que le caddie est en place","MC",null,"U411","11U",null,"2024-09-12",0,1,0,null,null,"BIOMED_ULIS","DCGTSK01TransstockeurCURA338739Capteur 610B3 inactif alors que le caddie est en place11U"]
["BAT11","Bâtiment 11 Magasin général et plasma","CURA338742","Raccordement électrique container 20 pieds Petit Forestier -30°C","MC",null,"U235BATL","10U","664 064,00","3000-01-01",0,1,0,null,null,"BIOMED_ULIS","BAT11Bâtiment 11 Magasin général et plasmaCURA338742Raccordement électrique container 20 pieds Petit Forestier -30°C10U"]
["AC106EVA01","Evaporateur n°1 pièce 1325","CURA338743","Problème de clim","MC",null,"U222AC","10U","664 065,00","3000-01-01",0,1,0,null,null,"BIOMED_ULIS","AC106EVA01Evaporateur n°1 pièce 1325CURA338743Problème de clim10U"]
["BCHSPC08","Spectrophotomètre UV Cary 60","CURA338757","Métrologie curative","MC",null,"U624UAP","22U",null,"2024-09-12",0,1,0,null,null,"BIOMED_ULIS","BCHSPC08Spectrophotomètre UV Cary 60CURA338757Métrologie curative22U"]
["WFIBD02","Boucle distribution eau ppi n°2","CURA338762","Reglage de la boucle","MC",null,"U236WFI","11U",null,"2024-09-12",0,1,0,null,null,"BIOMED_ULIS","WFIBD02Boucle distribution eau ppi n°2CURA338762Reglage de la boucle11U"]
["MCBETUV10","Etuve INCUCELL 55L","CURA338768","Défaut température bas","MC",null,"U640MCB","11U",null,"2024-09-13",0,1,0,null,null,"BIOMED_ULIS","MCBETUV10Etuve INCUCELL 55LCURA338768Défaut température bas11U"]
["AC400","Centrale de traitement d'air neuf Général","CURA338770","Alarme GTC","MC",null,"U222AC","10U","664 142,00","3000-01-01",0,1,0,null,null,"BIOMED_ULIS",{"$f":"_xlfn.TEXTJOIN(\"\",TRUE,A36418:D36418,H36418,N36418)","v":"AC400Centrale de traitement d'air neuf GénéralCURA338770Alarme GTC10U"}]
["DCGSURG02","Surgélateur cryoprécipité 2","CURA338773","Goupille de maintien du chariot/porte chariot HS","MC",null,"U411","11U",null,"2024-09-10",0,1,0,null,null,"BIOMED_ULIS","DCGSURG02Surgélateur cryoprécipité 2CURA338773Goupille de maintien du chariot/porte chariot HS11U"]
["BAT0103","Bâtiment 1 laboratoires de contrôle","CURA338774","Fixation d'une boite métalique au mur","MC",null,"S244","13U","664 146,00","3000-01-01",0,1,0,null,null,"BIOMED_ULIS","BAT0103Bâtiment 1 laboratoires de contrôleCURA338774Fixation d'une boite métalique au mur13U"]
["ADETRP01","Transpalette peseur 2000 kg / 0.5kg","CURA338775","Le transpalette ne se charge pas pendant le filtration Albumine","MC",null,"U421DEAE","11U","664 147,00","3000-01-01",0,1,0,null,null,"BIOMED_ULIS","ADETRP01Transpalette peseur 2000 kg / 0.5kgCURA338775Le transpalette ne se charge pas pendant le filtration Albumine11U"]
["WWCP01","Ppe relevage cuve tampon effuents NEP","CURA338780","Defaut variateur opf2","MC",null,"U235WW","11U",null,"2024-09-13",0,1,0,null,null,"BIOMED_ULIS","WWCP01Ppe relevage cuve tampon effuents NEPCURA338780Defaut variateur opf211U"]
["MGGCMT76","Enreg température produit","CURA338795","Investigation pic de température sur la sonde MGGCMT76 du MGGCONG20","MC",null,"U168","10U","664 165,00","3000-01-01",0,1,0,null,null,"BIOMED_ULIS","MGGCMT76Enreg température produitCURA338795Investigation pic de température sur la sonde MGGCMT76 du MGGCONG2010U"]
["MGGCMT72","Sonde produit n°1","CURA338796","Investigation pic de température sur la sonde MGGCMT72 du MGGCONG18","MC",null,"U168","10U","664 166,00","3000-01-01",0,1,0,null,null,"BIOMED_ULIS","MGGCMT72Sonde produit n°1CURA338796Investigation pic de température sur la sonde MGGCMT72 du MGGCONG1810U"]
["BAT08RC53","Laverie albumine 8RC53","CURA338797","Eclairage non fonctionnelle en pièce 8RC53","MC",null,"U200BATP","10U",null,"2024-09-13",0,1,0,null,null,"BIOMED_ULIS","BAT08RC53Laverie albumine 8RC53CURA338797Eclairage non fonctionnelle en pièce 8RC5310U"]
["GAMF01","Filtre Pall N°1 FP Gamma","CURA338798","Fourniture joint","MC",null,"U441","11U","664 168,00","3000-01-01",0,1,0,null,null,"BIOMED_ULIS","GAMF01Filtre Pall N°1 FP GammaCURA338798Fourniture joint11U"]
["BAT01","Bâtiment 1 commun","CURA338800","Installation coffret de chantier","MC",null,"222ELE","10U",null,"2024-09-13",0,1,0,null,null,"BIOMED_ULIS","BAT01Bâtiment 1 communCURA338800Installation coffret de chantier10U"]
["BAT0103","Bâtiment 1 laboratoires de contrôle","CURA338801","Problème de néon","MC",null,"S244","10U","664 174,00","3000-01-01",0,1,0,null,null,"BIOMED_ULIS","BAT0103Bâtiment 1 laboratoires de contrôleCURA338801Problème de néon10U"]
["BAT0103","Bâtiment 1 laboratoires de contrôle","CURA338802","Déplacement de l'évacuation des condensats de clim en pièce 1303","MC",null,"S244","10U",null,"2024-09-10",0,1,0,null,null,"BIOMED_ULIS","BAT0103Bâtiment 1 laboratoires de contrôleCURA338802Déplacement de l'évacuation des condensats de clim en pièce 130310U"]
["DCGPEL100","Ligne de découpe","CURA338808","DCGPEL100 - Reprise alésage pour emboitement partie haute goulotte","MC",null,"U411","11U",null,"2024-09-09",0,1,0,null,null,"BIOMED_ULIS","DCGPEL100Ligne de découpeCURA338808DCGPEL100 - Reprise alésage pour emboitement partie haute goulotte11U"]
["BAT04UDEC","Bâtiment 4 atelier UDECNEW","CURA338814","Appel GTC","MC",null,"U200BATP","11U",null,"2024-09-13",0,1,0,null,null,"BIOMED_ULIS","BAT04UDECBâtiment 4 atelier UDECNEWCURA338814Appel GTC11U"]
["RF14EVA02","Evaporateur couloir cf n°13 - 40°C","CURA338816","Dégivrage de l'évaporateur","SER",null,"U222RF","10U","664 194,00","3000-01-01",0,1,0,null,null,"BIOMED_ULIS","RF14EVA02Evaporateur couloir cf n°13 - 40°CCURA338816Dégivrage de l'évaporateur10U"]
["BAT08","Bâtiment 8 de production","CURA338819","Remplacement des distributeur de Gel et savon","CON",null,"U200BATP","13U",null,"2024-09-13",0,1,0,null,null,"BIOMED_ULIS","BAT08Bâtiment 8 de productionCURA338819Remplacement des distributeur de Gel et savon13U"]
["WEV01","Cuve surnageant UF albumine","CURA338827","Cuve pleine","MC",null,"U236WE","11U",null,"2024-09-14",0,1,0,null,null,"BIOMED_ULIS","WEV01Cuve surnageant UF albumineCURA338827Cuve pleine11U"]
["MCBETUV10","Etuve INCUCELL 55L","CURA338828","Porte restée ouverte","MC",null,"U640MCB","11U",null,"2024-09-14",0,1,0,null,null,"BIOMED_ULIS","MCBETUV10Etuve INCUCELL 55LCURA338828Porte restée ouverte11U"]
["TAMR148_001","Cuve préparatoire tampons 1000L","CURA338829","Défaut de la fonction thermorégulation","MC",null,"U421DEAE","11U",null,"2024-09-14",0,1,0,null,null,"BIOMED_ULIS","TAMR148_001Cuve préparatoire tampons 1000LCURA338829Défaut de la fonction thermorégulation11U"]
["WFIT02","Cuve Eau PPI","CURA338830","Défaut niveau très haut","MC",null,"U236WFI","11U",null,"2024-09-14",0,1,0,null,null,"BIOMED_ULIS","WFIT02Cuve Eau PPICURA338830Défaut niveau très haut11U"]
["NEP04ST04","Station NEP réacteurs + UF Albumine","CURA338831","Manque solution lavage acide","MC",null,"U236NEP","11U",null,"2024-09-14",0,1,0,null,null,"BIOMED_ULIS","NEP04ST04Station NEP réacteurs + UF AlbumineCURA338831Manque solution lavage acide11U"]
["RF13","Production n°3 fluide frigorigène -40°C","CURA338832","Ârret compresseur","MC",null,"U222RF","11U","664 221,00","3000-01-01",0,1,0,null,null,"BIOMED_ULIS","RF13Production n°3 fluide frigorigène -40°CCURA338832Ârret compresseur11U"]
["PE10R010","Cuve n°1 de stockage 32 m3 éthanol","CURA338833","Problème de détection terre lors de l'empotage","MC",null,"U236PE","11U",null,"2024-09-14",0,1,0,null,null,"BIOMED_ULIS","PE10R010Cuve n°1 de stockage 32 m3 éthanolCURA338833Problème de détection terre lors de l'empotage11U"]
["WWR02","Cuve 15 000 litres  effluents NEP","CURA338834","Appel gtc","MC",null,"U235WW","11U",null,"2024-09-14",0,1,0,null,null,"BIOMED_ULIS","WWR02Cuve 15 000 litres  effluents NEPCURA338834Appel gtc11U"]
["ALBR006","Réacteur n°6 fractionnement albumine","CURA338835","Dépose canne évent","MC",null,"U440","11U",null,"2024-09-14",0,1,0,null,null,"BIOMED_ULIS","ALBR006Réacteur n°6 fractionnement albumineCURA338835Dépose canne évent11U"]
["BAT08","Bâtiment 8 de production","CURA338836","Défaut porte prédéconge","MC",null,"U200BATP","11U","664 225,00","3000-01-01",0,1,0,null,null,"BIOMED_ULIS","BAT08Bâtiment 8 de productionCURA338836Défaut porte prédéconge11U"]
["ALBFP06","Filtre-presse albumine T I+II+III","CURA338838","Défaut montée en pression entrée FP","MC",null,"U440","11U",null,"2024-09-14",0,1,0,null,null,"BIOMED_ULIS","ALBFP06Filtre-presse albumine T I+II+IIICURA338838Défaut montée en pression entrée FP11U"]
["PLABOL267","Bol de centri BKA28 N°267","CURA338839","Fourniture joint vis","MC",null,"U410","11U",null,"2024-09-14",0,1,0,null,null,"BIOMED_ULIS","PLABOL267Bol de centri BKA28 N°267CURA338839Fourniture joint vis11U"]
["GAMCP22","Disperseur Fibri TI","CURA338840","Fourniture collier de serrage","MC",null,"U441","11U",null,"2024-09-15",0,1,0,null,null,"BIOMED_ULIS","GAMCP22Disperseur Fibri TICURA338840Fourniture collier de serrage11U"]
["ALBR001","Réacteur n°1 fractionnement albumine","CURA338842","Défaut vanne évent","MC",null,"U440","11U",null,"2024-09-15",0,1,0,null,null,"BIOMED_ULIS","ALBR001Réacteur n°1 fractionnement albumineCURA338842Défaut vanne évent11U"]
["WW1","Réseaux eaux usées ouest","CURA338843","Alarme CO2 2ème seuil","MC",null,"U235WW","11U",null,"2024-09-15",0,1,0,null,null,"BIOMED_ULIS","WW1Réseaux eaux usées ouestCURA338843Alarme CO2 2ème seuil11U"]
["LPRREF03","Réfrigérateur","CURA338844","APPEL GTC","MC",null,"U440","11U",null,"2024-09-15",0,1,0,null,null,"BIOMED_ULIS","LPRREF03RéfrigérateurCURA338844APPEL GTC11U"]
["ALBJBV11","Vanne évent ALBR001","CURA338845","Défaut de vanne","MC",null,"U440","11U",null,"2024-09-15",0,1,0,null,null,"BIOMED_ULIS","ALBJBV11Vanne évent ALBR001CURA338845Défaut de vanne11U"]
["ALBR002","Réacteur n°2 fractionnement albumine","CURA338846","Réacteur pries en glace","MC",null,"U440","11U",null,"2024-09-15",0,1,0,null,null,"BIOMED_ULIS","ALBR002Réacteur n°2 fractionnement albumineCURA338846Réacteur pries en glace11U"]
["BAT08RC68","Sas sortie déchets b8","CURA338847","Problème de porte BAT08RC68","MC",null,"U200BATP","11U","664 240,00","3000-01-01",0,1,0,null,null,"BIOMED_ULIS","BAT08RC68Sas sortie déchets b8CURA338847Problème de porte BAT08RC6811U"]
["MGPCF13","Chambre froide n°13 couloir -40°C","CURA338848","Alarme GTC","MC",null,"U406","11U",null,"2024-09-15",0,1,0,null,null,"BIOMED_ULIS","MGPCF13Chambre froide n°13 couloir -40°CCURA338848Alarme GTC11U"]
["NEP07ST07","Station NEP laverie Gamma","CURA338849","Défaut objet non prêt pour nettoyage","MC",null,"U236NEP","11U",null,"2024-09-15",0,1,0,null,null,"BIOMED_ULIS","NEP07ST07Station NEP laverie GammaCURA338849Défaut objet non prêt pour nettoyage11U"]
["NEP06ST06","Station NEP réacteurs Gamma","CURA338850","Vidange sous station","MC",null,"U236NEP","11U","664 243,00","3000-01-01",0,1,0,null,null,"BIOMED_ULIS","NEP06ST06Station NEP réacteurs GammaCURA338850Vidange sous station11U"]
["PLAT001","Cuve sortie fondoir","CURA338851","Présence de morceaux de poches dans les boules de lavage","MC",null,"U410","11U",null,"2024-09-16",0,1,0,null,null,"BIOMED_ULIS","PLAT001Cuve sortie fondoirCURA338851Présence de morceaux de poches dans les boules de lavage11U"]
["RF30","Production fluide frigorigène n°1 GW0","CURA338852","Défaut coupure circuit","MC",null,"U222GW","10U",null,"2024-09-16",0,1,0,null,null,"BIOMED_ULIS","RF30Production fluide frigorigène n°1 GW0CURA338852Défaut coupure circuit10U"]
["PE10","Stockage et distribution éthanol","CURA338853","Défaut pression haute refoulement pompe PE10CP101","MC",null,"U236PE","11U",null,"2024-09-16",0,1,0,null,null,"BIOMED_ULIS","PE10Stockage et distribution éthanolCURA338853Défaut pression haute refoulement pompe PE10CP10111U"]
["ALBR003","Réacteur n°3 fractionnement albumine","CURA338854","Réglage pression caloporteur","MC",null,"U440","11U",null,"2024-09-16",0,1,0,null,null,"BIOMED_ULIS","ALBR003Réacteur n°3 fractionnement albumineCURA338854Réglage pression caloporteur11U"]
["ALBR004","Réacteur n°4 fractionnement albumine","CURA338855","Réglage pression caloporteur","MC",null,"U440","11U",null,"2024-09-16",0,1,0,null,null,"BIOMED_ULIS","ALBR004Réacteur n°4 fractionnement albumineCURA338855Réglage pression caloporteur11U"]
["WW2","Réseaux eaux usées est","CURA338856","Défaut API","MC",null,"U235WW","11U",null,"2024-09-16",0,1,0,null,null,"BIOMED_ULIS","WW2Réseaux eaux usées estCURA338856Défaut API11U"]
["GAMR009","Réacteur n°09 fractionnement gamma","CURA338857","Température trop haute pour lancement du NEP","MC",null,"U441","11U",null,"2024-09-16",0,1,0,null,null,"BIOMED_ULIS","GAMR009Réacteur n°09 fractionnement gammaCURA338857Température trop haute pour lancement du NEP11U"]
["GAMCT21","Réacteur uf gamma","CURA338858","Fuite clamp lors du NEP","MC",null,"U441","11U",null,"2024-09-16",0,1,0,null,null,"BIOMED_ULIS","GAMCT21Réacteur uf gammaCURA338858Fuite clamp lors du NEP11U"]
["ADEELEV01","Elévateur cuves fixes tampon","CURA338859","Arrêt d'urgence enclenché","MC",null,"U421DEAE","11U",null,"2024-09-16",0,1,0,null,null,"BIOMED_ULIS","ADEELEV01Elévateur cuves fixes tamponCURA338859Arrêt d'urgence enclenché11U"]
["APMTRP02","Transpalette Inox EXT n°2","CURA338860","2024 SD Prise chargeur transpalette APM arraché","MC",null,"U408PMML","11U","664 254,00","3000-01-01",0,1,0,null,null,"BIOMED_ULIS","APMTRP02Transpalette Inox EXT n°2CURA3388602024 SD Prise chargeur transpalette APM arraché11U"]
["MGPCF12","Chambre froide n°12(2bis) stockage -40°C","CURA338877","Arret pour travaux projet UGFB11CF","MC",null,"U406","30U",null,"2024-09-16",0,1,0,null,null,"BIOMED_ULIS","MGPCF12Chambre froide n°12(2bis) stockage -40°CCURA338877Arret pour travaux projet UGFB11CF30U"]
["PLAELEV05","Elévateur pneumatique plasma n°5","CURA338886","2024 - SD Clapet du bac de réception tranchant - plaelev 05 -","MC",null,"U410","11U",null,"2024-09-15",0,1,0,null,null,"BIOMED_ULIS","PLAELEV05Elévateur pneumatique plasma n°5CURA3388862024 - SD Clapet du bac de réception tranchant - plaelev 05 -11U"]
["PLAELEV04","Elévateur pneumatique plasma n°4","CURA338887","2024 - SD - Clapet du bac de réception tranchant - plaelev 04 -","MC",null,"U410","11U",null,"2024-09-15",0,1,0,null,null,"BIOMED_ULIS","PLAELEV04Elévateur pneumatique plasma n°4CURA3388872024 - SD - Clapet du bac de réception tranchant - plaelev 04 -11U"]
["ADEAU01","Autoclave Production","CURA338888","Cycle autoclave 19121 présente une non conformité au niveau de la valeur de montée en pression","MC",null,"U421DEAE","11U","664 296,00","3000-01-01",0,1,0,null,null,"BIOMED_ULIS","ADEAU01Autoclave ProductionCURA338888Cycle autoclave 19121 présente une non conformité au niveau de la valeur de montée en pression11U"]
["BAT08RC62","Atelier cuverie albumine/immunoglobuline","CURA338889","Éclairage non fonctionnelle en 8RC62 coté albumine","MC",null,"U200BATP","10U",null,"2024-09-13",0,1,0,null,null,"BIOMED_ULIS","BAT08RC62Atelier cuverie albumine/immunoglobulineCURA338889Éclairage non fonctionnelle en 8RC62 coté albumine10U"]
["TAMR147_001","Cuve préparatoire tampons 500L","CURA338890","Joint abimé sur le trou d'homme de TAMR147","MC",null,"U421DEAE","11U",null,"2024-09-13",0,1,0,null,null,"BIOMED_ULIS","TAMR147_001Cuve préparatoire tampons 500LCURA338890Joint abimé sur le trou d'homme de TAMR14711U"]
["RF52","Production CO² CF -40°C BAT11RC36","CURA338917","Remplacement huile des 2 compresseurs","AME",null,"U222RF","10U",null,"2024-09-16",0,1,0,null,null,"BIOMED_ULIS","RF52Production CO² CF -40°C BAT11RC36CURA338917Remplacement huile des 2 compresseurs10U"]
["BAT11CMT102","Enreg Temp ambiance CF 02 /BAT11ARM01","CURA338932","Alarme GTC","CON",null,"U406","11U",null,"2024-09-16",0,1,0,null,null,"BIOMED_ULIS","BAT11CMT102Enreg Temp ambiance CF 02 /BAT11ARM01CURA338932Alarme GTC11U"]
["PLAELEV05","Elévateur pneumatique plasma n°5","CURA338933","Mauvais fonctionnement du bac","MC",null,"U410","11U",null,"2024-09-16",0,1,0,null,null,"BIOMED_ULIS","PLAELEV05Elévateur pneumatique plasma n°5CURA338933Mauvais fonctionnement du bac11U"]
["ALBFP06","Filtre-presse albumine T I+II+III","CURA338934","Pas de vidange bac","MC",null,"U440","11U",null,"2024-09-16",0,1,0,null,null,"BIOMED_ULIS","ALBFP06Filtre-presse albumine T I+II+IIICURA338934Pas de vidange bac11U"]
["COMMAL01","Machine à laver n° 6T090132","CURA338935","Disjonction","MC",null,"U411","11U",null,"2024-09-16",0,1,0,null,null,"BIOMED_ULIS","COMMAL01Machine à laver n° 6T090132CURA338935Disjonction11U"]
["NEP06ST06","Station NEP réacteurs Gamma","CURA338936","Vidange+raz","MC",null,"U236NEP","11U","664 367,00","3000-01-01",0,1,0,null,null,"BIOMED_ULIS","NEP06ST06Station NEP réacteurs GammaCURA338936Vidange+raz11U"]
["PLAELEV04","Elévateur pneumatique plasma n°4","CURA338937","Controler le fonctionnement general","MC",null,"U410","11U","664 368,00","3000-01-01",0,1,0,null,null,"BIOMED_ULIS","PLAELEV04Elévateur pneumatique plasma n°4CURA338937Controler le fonctionnement general11U"]
["HNAT002","Cuve n°2 de stockage soude","CURA338938","Passage en soutirage","CON",null,"U236NEP","11U",null,"2024-09-16",0,1,0,null,null,"BIOMED_ULIS","HNAT002Cuve n°2 de stockage soudeCURA338938Passage en soutirage11U"]
["PLAR02","Mélangeur fondoir plasma n°2","CURA338939","Incoherence peson + raz","MC",null,"U410","11U",null,"2024-09-17",0,1,0,null,null,"BIOMED_ULIS","PLAR02Mélangeur fondoir plasma n°2CURA338939Incoherence peson + raz11U"]
["NEP06ST06","Station NEP réacteurs Gamma","CURA338940","Nep bloqué","MC",null,"U236NEP","11U","664 371,00","3000-01-01",0,1,0,null,null,"BIOMED_ULIS","NEP06ST06Station NEP réacteurs GammaCURA338940Nep bloqué11U"]
["BAT11PTA36","Porte auto enroulement NERGECO MGPCF36","CURA338946","Poignée porte coupe feu HS","MC",null,"U168","13U","664 375,00","3000-01-01",0,1,0,null,null,"BIOMED_ULIS",{"$f":"_xlfn.TEXTJOIN(\"\",TRUE,A36482:D36482,H36482,N36482)","v":"BAT11PTA36Porte auto enroulement NERGECO MGPCF36CURA338946Poignée porte coupe feu HS13U"}]
["BAT08","Bâtiment 8 de production","CURA338951","Installation de supports de cartons d'identification du statut des locaux (UF Albumine)","MC",null,"U200BATP","13U",null,"2024-09-17",0,1,0,null,null,"BIOMED_ULIS","BAT08Bâtiment 8 de productionCURA338951Installation de supports de cartons d'identification du statut des locaux (UF Albumine)13U"]
["ADECONG02","Congélateur -22°C","CURA338968","ADECONG02 Problème de descente en température","MC",null,"U421DEAE","10U",null,"2024-09-17",0,1,0,null,null,"BIOMED_ULIS","ADECONG02Congélateur -22°CCURA338968ADECONG02 Problème de descente en température10U"]
["MGPCEL06","Gerbeur R14 CF","CURA338969","Levage incomplet","MC",null,"U406","15U","664 397,00","3000-01-01",0,1,0,null,null,"BIOMED_ULIS","MGPCEL06Gerbeur R14 CFCURA338969Levage incomplet15U"]
["AC400CT400","Caisson de traitement d'air neuf Général","CURA338971","Défaut CTA","MC",null,"U222AC","10U","664 399,00","3000-01-01",0,1,0,null,null,"BIOMED_ULIS","AC400CT400Caisson de traitement d'air neuf GénéralCURA338971Défaut CTA10U"]
["GTCAPPLI2","Application supervision Monitoring","CURA338976","Modification rapport ttes zones","AME",null,"U235GTC","12U","664 404,00","3000-01-01",0,1,0,null,null,"BIOMED_ULIS","GTCAPPLI2Application supervision MonitoringCURA338976Modification rapport ttes zones12U"]
["GAMFCS05","Débimètre massique fibrinogène TI","CURA338981","Contrôle des connectiques","CON",null,"U441","11U",null,"2024-09-17",0,1,0,null,null,"BIOMED_ULIS","GAMFCS05Débimètre massique fibrinogène TICURA338981Contrôle des connectiques11U"]
["BAT04UDEC","Bâtiment 4 atelier UDECNEW","CURA338983","Raccordement","CON",null,"U200BATP","11U",null,"2024-09-17",0,1,0,null,null,"BIOMED_ULIS","BAT04UDECBâtiment 4 atelier UDECNEWCURA338983Raccordement11U"]
["HSO","Stock distrib ac. sulfurique CIP/NEP","CURA338984","Consignation","MC",null,"U236NEP","11U",null,"2024-09-17",0,1,0,null,null,"BIOMED_ULIS","HSOStock distrib ac. sulfurique CIP/NEPCURA338984Consignation11U"]
["ADECMT21","Enreg. temp. ADECONG02/BAT01ARM12","CURA338996","Intervention sur le congélateur inhibition de la sonde lors de l'opération","MC",null,"U421DEAE","10U","664 428,00","3000-01-01",0,1,0,null,null,"BIOMED_ULIS","ADECMT21Enreg. temp. ADECONG02/BAT01ARM12CURA338996Intervention sur le congélateur inhibition de la sonde lors de l'opération10U"]
["GAMR41","Réacteur de fractionnement 15 000 litres n°41","CURA339009","Pas de descente a -4°c","MC",null,"U441","11U",null,"2024-09-17",0,1,0,null,null,"BIOMED_ULIS","GAMR41Réacteur de fractionnement 15 000 litres n°41CURA339009Pas de descente a -4°c11U"]
["PLAR02","Mélangeur fondoir plasma n°2","CURA339010","Raz fondoir","CON",null,"U410","11U",null,"2024-09-17",0,1,0,null,null,"BIOMED_ULIS","PLAR02Mélangeur fondoir plasma n°2CURA339010Raz fondoir11U"]
["ADEPV123_117","Vanne  alimentation cuve UF","CURA339011","Defaut cr","MC",null,"U421DEAE","11U",null,"2024-09-17",0,1,0,null,null,"BIOMED_ULIS","ADEPV123_117Vanne  alimentation cuve UFCURA339011Defaut cr11U"]
["PLAJDV11","Vanne fond de cuve PLAT001","CURA339012","Defaut de compte rendu de vanne","MC",null,"U410","11U",null,"2024-09-17",0,1,0,null,null,"BIOMED_ULIS","PLAJDV11Vanne fond de cuve PLAT001CURA339012Defaut de compte rendu de vanne11U"]
["PLACONG02","Congélateur pâte Cryo","CURA339013","Defaut temperature","MC",null,"U410","11U",null,"2024-09-18",0,1,0,null,null,"BIOMED_ULIS","PLACONG02Congélateur pâte CryoCURA339013Defaut temperature11U"]
["ADER170_001","Cuve mobile 400L","CURA339014","Prise harting hs","MC",null,"U421DEAE","11U",null,"2024-09-18",0,1,0,null,null,"BIOMED_ULIS","ADER170_001Cuve mobile 400LCURA339014Prise harting hs11U"]
["BAT04","Bâtiment 4 Centrale énergie","CURA339015","Defaut de communication API","MC",null,"S244","11U","664 689,00","3000-01-01",0,1,0,null,null,"BIOMED_ULIS","BAT04Bâtiment 4 Centrale énergieCURA339015Defaut de communication API11U"]
["NEPPLC01","Automate gestion utilités NEP","CURA339056","Inhibition des défauts cuve HSOR01","PRO",null,"U236NEP","12U","664 706,00","3000-01-01",0,1,0,null,null,"BIOMED_ULIS","NEPPLC01Automate gestion utilités NEPCURA339056Inhibition des défauts cuve HSOR0112U"]
["ELEGE110","Groupe électrogène N°1","CURA339059","Suivi technicien AEEN","MC",null,"U222ELE","10U","664 710,00","3000-01-01",0,1,0,null,null,"BIOMED_ULIS","ELEGE110Groupe électrogène N°1CURA339059Suivi technicien AEEN10U"]
["DDPLAV02","Machine à laver","CURA339074","Lave vaisselle DDB en panne","MC",null,"U851","11U",null,"2024-09-17",0,1,0,null,null,"BIOTECH_ULIS","DDPLAV02Machine à laverCURA339074Lave vaisselle DDB en panne11U"]
["ALBR71","Cuve tampon","CURA339076"," une roue fixe de l abr71 ne tourne pas lors du deplacement de la cuve","MC",null,"U440","11U",null,"2024-09-17",0,1,0,null,null,"BIOMED_ULIS","ALBR71Cuve tamponCURA339076 une roue fixe de l abr71 ne tourne pas lors du deplacement de la cuve11U"]
["NACPP01","Pompe intro NACR01","CURA339079","Porte pompe NaCPP01","MC",null,"U440","11U",null,"2024-09-17",0,1,0,null,null,"BIOMED_ULIS","NACPP01Pompe intro NACR01CURA339079Porte pompe NaCPP0111U"]
["MGPPAL19","Palettier fixe ch. froide MGPCF02","CURA339082","Bouton d acquittement HS en cf02 côtès couloir","MC",null,"U406","10U",null,"2024-09-16",0,1,0,null,null,"BIOMED_ULIS","MGPPAL19Palettier fixe ch. froide MGPCF02CURA339082Bouton d acquittement HS en cf02 côtès couloir10U"]
["PLAPV51","Vanne évent cuve PLAT001","CURA339093","Défaut vanne évent","MPC",null,"U410","11U","664 729,00","3000-01-01",0,1,0,null,null,"BIOMED_ULIS","PLAPV51Vanne évent cuve PLAT001CURA339093Défaut vanne évent11U"]
["WW2R400","Cuve de collecte WW2","CURA339110","Appel gtc","MC",null,"U235WW","11U",null,"2024-09-18",0,1,0,null,null,"BIOMED_ULIS","WW2R400Cuve de collecte WW2CURA339110Appel gtc11U"]
["CRDCF1250","Chambre froide -35°C pièce 1250","CURA339111","Alarme GTC","MC",null,"U851","11U",null,"2024-09-18",0,1,0,null,null,"BIOTECH_ULIS","CRDCF1250Chambre froide -35°C pièce 1250CURA339111Alarme GTC11U"]
["BAT11CMT102","Enreg Temp ambiance CF 02 /BAT11ARM01","CURA339112","Alarme GTC","MC",null,"U406","11U","664 753,00","3000-01-01",0,1,0,null,null,"BIOMED_ULIS","BAT11CMT102Enreg Temp ambiance CF 02 /BAT11ARM01CURA339112Alarme GTC11U"]
["PLAR01","Mélangeur fondoir plasma n°1","CURA339113","Raz peson","MC",null,"U410","11U",null,"2024-09-18",0,1,0,null,null,"BIOMED_ULIS","PLAR01Mélangeur fondoir plasma n°1CURA339113Raz peson11U"]
["WFISBD106","Ss boucle PPI uf albumine 8RC45/46/70/76","CURA339114","Problème regultion temperature haute wficmt05","MC",null,"U236WFI","11U",null,"2024-09-18",0,1,0,null,null,"BIOMED_ULIS","WFISBD106Ss boucle PPI uf albumine 8RC45/46/70/76CURA339114Problème regultion temperature haute wficmt0511U"]
["OPLCONG33","Congélateur -80°C plasmathèque","CURA339115","Defaut temperature","MC",null,"U601OPL","11U",null,"2024-09-18",0,1,0,null,null,"BIOMED_ULIS","OPLCONG33Congélateur -80°C plasmathèqueCURA339115Defaut temperature11U"]
["ADER164_001","Cuve mobile 70L","CURA339117","Disjonction","MC",null,"U421DEAE","11U",null,"2024-09-19",0,1,0,null,null,"BIOMED_ULIS","ADER164_001Cuve mobile 70LCURA339117Disjonction11U"]
["AC17CT17","CTA  Process extention B8  20 000m3/h ( En terrasse )","CURA339130","Problème régulation CTA 17","MC",null,"U222AC","10U",null,"2024-09-19",0,1,0,null,null,"BIOMED_ULIS","AC17CT17CTA  Process extention B8  20 000m3/h ( En terrasse )CURA339130Problème régulation CTA 1710U"]
["PLAELEV03","Elévateur pneumatique plasma n°3","CURA339134","Remplacement vérin","MPC",null,"U410","11U",null,"2024-09-19",0,1,0,null,null,"BIOMED_ULIS","PLAELEV03Elévateur pneumatique plasma n°3CURA339134Remplacement vérin11U"]
["BAT11RC35","Pièce 11RC35 stockage 15-25°C","CURA339150","Ouverture de la porte de service","CON",null,"U200BATP","13U",null,"2024-09-19",0,1,0,null,null,"BIOMED_ULIS","BAT11RC35Pièce 11RC35 stockage 15-25°CCURA339150Ouverture de la porte de service13U"]
["ELETGBTOUEST","TGBT ouest","CURA339151","Trou dans le cailleboti","MC",null,"U222ELE","13U","664 808,00","3000-01-01",0,1,0,null,null,"BIOMED_ULIS","ELETGBTOUESTTGBT ouestCURA339151Trou dans le cailleboti13U"]
["BAT01SS28","Atelier découpe des poches plasma","CURA339152","Vérification pot de prélèvement fondoir 01","CON",null,"U200BATP","11U",null,"2024-09-19",0,1,0,null,null,"BIOMED_ULIS","BAT01SS28Atelier découpe des poches plasmaCURA339152Vérification pot de prélèvement fondoir 0111U"]
["BAT01SS08","Local WFI sous boucle ADEAE","CURA339156","Réfection du sol en résine","MPC",null,"U400","13U",null,"2024-09-19",0,1,0,null,null,"BIOMED_ULIS","BAT01SS08Local WFI sous boucle ADEAECURA339156Réfection du sol en résine13U"]
["BAT01SS20","Local serrurerie et menuiserie service bâtiment","CURA339157","Réaménagement des bureaux Fluide et Energie 1SS38-1SS45","AME",null,"U400","13U",null,"2024-09-19",0,1,0,null,null,"BIOMED_ULIS","BAT01SS20Local serrurerie et menuiserie service bâtimentCURA339157Réaménagement des bureaux Fluide et Energie 1SS38-1SS4513U"]
["GAMR41","Réacteur de fractionnement 15 000 litres n°41","CURA339172","Pression haute","MC",null,"U441","11U",null,"2024-09-19",0,1,0,null,null,"BIOMED_ULIS","GAMR41Réacteur de fractionnement 15 000 litres n°41CURA339172Pression haute11U"]
["PW32","Prod. Eau purifiée ORION n°2","CURA339173","Defaut arret pompe","MC",null,"U236PW","11U",null,"2024-09-20",0,1,0,null,null,"BIOMED_ULIS","PW32Prod. Eau purifiée ORION n°2CURA339173Defaut arret pompe11U"]
["PLAPV51","Vanne évent cuve PLAT001","CURA339174","Defaut de compte rendu","MC",null,"U410","11U",null,"2024-09-20",0,1,0,null,null,"BIOMED_ULIS","PLAPV51Vanne évent cuve PLAT001CURA339174Defaut de compte rendu11U"]
["MGPCF02","Chambre froide n°2 stockage -40°C","CURA339175","En alarme température","MC",null,"U406","11U",null,"2024-09-20",0,1,0,null,null,"BIOMED_ULIS","MGPCF02Chambre froide n°2 stockage -40°CCURA339175En alarme température11U"]
["BAT08SS63","ZONE C STOCKAGE ET ADMINISTRATIF","CURA339176","Balance APM","MC",null,"U440","50U","664 895,00","3000-01-01",0,1,0,null,null,"BIOMED_ULIS","BAT08SS63ZONE C STOCKAGE ET ADMINISTRATIFCURA339176Balance APM50U"]
["BAT08RC218","Local Stockage matériel ADEAE","CURA339177","Support T.EPPI armé","MC",null,"U200BATP","13U","664 896,00","3000-01-01",0,1,0,null,null,"BIOMED_ULIS","BAT08RC218Local Stockage matériel ADEAECURA339177Support T.EPPI armé13U"]
["UDA1REF08","Réfrigérateur/congélateur DOMETIC","CURA339185","Congélateur ne fonctionne plus","MC",null,"U855","10U","664 898,00","3000-01-01",0,1,0,null,null,"BIOTECH_ULIS","UDA1REF08Réfrigérateur/congélateur DOMETICCURA339185Congélateur ne fonctionne plus10U"]
["GAMCT12","Cuve n°2 préparation tampon","CURA339189","Lumière GAMCT12 HS","MC",null,"U441","11U",null,"2024-09-19",0,1,0,null,null,"BIOMED_ULIS","GAMCT12Cuve n°2 préparation tamponCURA339189Lumière GAMCT12 HS11U"]
["TECHBT11","Bain d'étalonnage LAUDA n° LCK 1897-11-0008","CURA339194","FABRICATION CHARIOT INOX","MC",null,"U201","14U",null,"2024-09-20",0,1,0,null,null,"BIOMED_ULIS","TECHBT11Bain d'étalonnage LAUDA n° LCK 1897-11-0008CURA339194FABRICATION CHARIOT INOX14U"]
["FIBPLC01","Automate Fibrinogène local 41421","CURA339196","DCI TW395927 : Prises en compte des spécificités de conduite liées au plasma LFB-AP","MC",null,"U411","12U","664 910,00","3000-01-01",0,1,0,null,null,"BIOMED_ULIS","FIBPLC01Automate Fibrinogène local 41421CURA339196DCI TW395927 : Prises en compte des spécificités de conduite liées au plasma LFB-AP12U"]
["BAT02RC42","Laboratoire de métrologie","CURA339205","ACHAT ETIQUETTE VERTE ET TRANSPARENTE","MC",null,"U201","14U",null,"2024-09-20",0,1,0,null,null,"ULIS","BAT02RC42Laboratoire de métrologieCURA339205ACHAT ETIQUETTE VERTE ET TRANSPARENTE14U"]
["RF11EVA02","Evaporateur chambre froide n°2 -40°C","CURA339216","Prise en glace de l'évaporateur","SER",null,"U222RF","10U",null,"2024-09-20",0,1,0,null,null,"BIOMED_ULIS","RF11EVA02Evaporateur chambre froide n°2 -40°CCURA339216Prise en glace de l'évaporateur10U"]
["BCHSPC08","Spectrophotomètre UV Cary 60","CURA339219","Métrologie curative avant et après démontage passeur","MC",null,"U624UAP","22U",null,"2024-09-20",0,1,0,null,null,"BIOMED_ULIS","BCHSPC08Spectrophotomètre UV Cary 60CURA339219Métrologie curative avant et après démontage passeur22U"]
["ADECR111_044BIS","Colonne de chromatographie HSFF1","CURA339220","Maintenance de la colonne suite fuite","MC",null,"U421DEAE","11U",null,"2024-09-20",0,1,0,null,null,"BIOMED_ULIS","ADECR111_044BISColonne de chromatographie HSFF1CURA339220Maintenance de la colonne suite fuite11U"]
["BCHSPC08","Spectrophotomètre UV Cary 60","U_METR000026","Vérification PERIODIQUE labo extérieur","MPS",null,"U624UAP","22U","664 950,00","3000-01-01",0,1,0,null,null,"BIOMED_ULIS","BCHSPC08Spectrophotomètre UV Cary 60U_METR000026Vérification PERIODIQUE labo extérieur22U"]
["RF14EVA02","Evaporateur couloir cf n°13 - 40°C","CURA339222","Dégivrage de l'évaporateur","MC",null,"U222RF","10U","664 952,00","3000-01-01",0,1,0,null,null,"BIOMED_ULIS","RF14EVA02Evaporateur couloir cf n°13 - 40°CCURA339222Dégivrage de l'évaporateur10U"]
["MFPRLYO01","Lyophilisateur KLEE","CURA339226","OT curatif pour tracer le changement d'automate du lyophilisateur KLEE","MC",null,"U868","70U",null,"2024-09-20",0,1,0,null,null,"BIOTECH_ULIS","MFPRLYO01Lyophilisateur KLEECURA339226OT curatif pour tracer le changement d'automate du lyophilisateur KLEE70U"]
["PLAEQUIP","Equipements spécifiques plasma","CURA339227","Fourniture de 4 rouleaux","MC",null,"U410","11U",null,"2024-09-20",0,1,0,null,null,"BIOMED_ULIS","PLAEQUIPEquipements spécifiques plasmaCURA339227Fourniture de 4 rouleaux11U"]
["AC06","Air climatisé +4°C atelier albumine B8","CURA339228","Appel gtc Défaut CTA","MC",null,"U222AC","11U","664 959,00","3000-01-01",0,1,0,null,null,"BIOMED_ULIS","AC06Air climatisé +4°C atelier albumine B8CURA339228Appel gtc Défaut CTA11U"]
["PW32","Prod. Eau purifiée ORION n°2","CURA339229","Défaut AIT11-01","MC",null,"U236PW","11U",null,"2024-09-21",0,1,0,null,null,"BIOMED_ULIS","PW32Prod. Eau purifiée ORION n°2CURA339229Défaut AIT11-0111U"]
["ALBFP05","Filtre presse temps IV","CURA339230","Défaut  ALBCMT53 lors du refroidissement","MC",null,"U440","11U",null,"2024-09-21",0,1,0,null,null,"BIOMED_ULIS","ALBFP05Filtre presse temps IVCURA339230Défaut  ALBCMT53 lors du refroidissement11U"]
["CQBCF1163","Chambre ambiante +15°C - 25°C","CURA339234","Appel GTC température haute","MC",null,"U850","11U",null,"2024-09-21",0,1,0,null,null,"BIOTECH_ULIS","CQBCF1163Chambre ambiante +15°C - 25°CCURA339234Appel GTC température haute11U"]
["TAMPP147_068","Pompe péristaltique mono tête","CURA339235","Défaut pompe","MC",null,"U421DEAE","11U",null,"2024-09-21",0,1,0,null,null,"BIOMED_ULIS","TAMPP147_068Pompe péristaltique mono têteCURA339235Défaut pompe11U"]
["TAMR149_001","Cuve préparatoire tampons 2000L","CURA339236","La verrine ne s'allume pas","MC",null,"U421DEAE","11U",null,"2024-09-21",0,1,0,null,null,"BIOMED_ULIS","TAMR149_001Cuve préparatoire tampons 2000LCURA339236La verrine ne s'allume pas11U"]
["RF10","Production fluide frig. +4°C c.froide B1","CURA339237","Niveau bas fluides frigorigène","MC",null,"U222RF","11U","664 969,00","3000-01-01",0,1,0,null,null,"BIOMED_ULIS","RF10Production fluide frig. +4°C c.froide B1CURA339237Niveau bas fluides frigorigène11U"]
["OPLCONG32","Congélateur -80°C plasmathèque","CURA339240","Appel gtc","MC",null,"U601OPL","11U",null,"2024-09-22",0,1,0,null,null,"BIOMED_ULIS","OPLCONG32Congélateur -80°C plasmathèqueCURA339240Appel gtc11U"]
["ADECONG04","Congélateur -22°C","CURA339241","Appel gtc","MC",null,"U421DEAE","11U",null,"2024-09-22",0,1,0,null,null,"BIOMED_ULIS",{"$f":"_xlfn.TEXTJOIN(\"\",TRUE,A36546:D36546,H36546,N36546)","v":"ADECONG04Congélateur -22°CCURA339241Appel gtc11U"}]
["BAT08PTA79","Porte à enroulement","CURA339246","Rideau sorti de son rail","MC",null,"U200BATP","11U",null,"2024-09-22",0,1,0,null,null,"BIOMED_ULIS","BAT08PTA79Porte à enroulementCURA339246Rideau sorti de son rail11U"]
["WFISBD105","Ss boucle FP T I+II+III et laverie 8RC71","CURA339248","Défaut débit bas","MCU",null,"U236WFI","11U",null,"2024-09-22",0,1,0,null,null,"BIOMED_ULIS","WFISBD105Ss boucle FP T I+II+III et laverie 8RC71CURA339248Défaut débit bas11U"]
["MGPCF36","Chambre froide -40° c n°36 Stockage Plasma","CON","Raz peson","CON","AR","U406","11U",null,"3000-01-01",0,1,0,null,null,"BIOMED_ULIS","MGPCF36Chambre froide -40° c n°36 Stockage PlasmaCONRaz peson11U"]
["ACCD73","Unité exterieur 1306","CON","Raz peson","CON","AR","U640MCB","11U",null,"3000-01-01",0,1,0,null,null,"BIOMED_ULIS","ACCD73Unité exterieur 1306CONRaz peson11U"]
["RF10EVA17","Evapo. salle congélateur +20°c  1157","CURA339276","Prise en glace de l'évaporateur","CON",null,"U222RF","10U","665 004,00","3000-01-01",0,1,0,null,null,"BIOMED_ULIS","RF10EVA17Evapo. salle congélateur +20°c  1157CURA339276Prise en glace de l'évaporateur10U"]
["CQBCF1163","Chambre ambiante +15°C - 25°C","CURA339277","Remplacement éclairage HS","SER",null,"222ELE","10U","665 005,00","3000-01-01",0,1,0,null,null,"BIOTECH_ULIS","CQBCF1163Chambre ambiante +15°C - 25°CCURA339277Remplacement éclairage HS10U"]
["BAT01SS32","Laverie propre plasma","CURA339279","Lumière 1SS32 HS","MC",null,"U200BATP","10U",null,"2024-09-22",0,1,0,null,null,"BIOMED_ULIS","BAT01SS32Laverie propre plasmaCURA339279Lumière 1SS32 HS10U"]
["PLAEQUIP","Equipements spécifiques plasma","CURA339280","Soudure HS sur la barre du protecteur reglable","MC",null,"U410","11U",null,"2024-09-23",0,1,0,null,null,"BIOMED_ULIS","PLAEQUIPEquipements spécifiques plasmaCURA339280Soudure HS sur la barre du protecteur reglable11U"]
["BAT08PTA53","Porte auto battante PORTALP 8RC68/06","CURA339281","Porte en mode manuel","CON",null,"U200BATP","13U","665 009,00","3000-01-01",0,1,0,null,null,"BIOMED_ULIS","BAT08PTA53Porte auto battante PORTALP 8RC68/06CURA339281Porte en mode manuel13U"]
["ALBFP06","Filtre-presse albumine T I+II+III","CURA339285","Forçage  autorisation","MC",null,"U440","11U",null,"2024-09-23",0,1,0,null,null,"BIOMED_ULIS","ALBFP06Filtre-presse albumine T I+II+IIICURA339285Forçage  autorisation11U"]
["ALBBL02","Canne de lavage pour carter filtration","CURA339302","Boule de NEP grippé","MPC",null,"U440","11U",null,"2024-09-23",0,1,0,null,null,"BIOMED_ULIS","ALBBL02Canne de lavage pour carter filtrationCURA339302Boule de NEP grippé11U"]
["ELEPTB11","Poste transformateur ht/bt mag. général","CURA339307","Synthèse défaut transformateur B11","MC",null,"U222ELE","11U","665 072,00","3000-01-01",0,1,0,null,null,"BIOMED_ULIS","ELEPTB11Poste transformateur ht/bt mag. généralCURA339307Synthèse défaut transformateur B1111U"]
["PLABOL267","Bol de centri BKA28 N°267","CURA339317","Perte écrou de bol","MCU",null,"U410","11U",null,"2024-09-24",0,1,0,null,null,"BIOMED_ULIS","PLABOL267Bol de centri BKA28 N°267CURA339317Perte écrou de bol11U"]
["UDP2C03","Centrifugeuse en continu GEA n°2050-9002-202","CURA339319","3 PLAQUES D4INDENTIFICATION A RIVETER","MC",null,"U851","11U",null,"2024-09-17",0,1,0,null,null,"ULIS","UDP2C03Centrifugeuse en continu GEA n°2050-9002-202CURA3393193 PLAQUES D4INDENTIFICATION A RIVETER11U"]
["BAT01SS41","Sas sortie déchets décongélation","CURA339333","Porte bloqué ouverte","MC",null,"U200BATP","13U","665 094,00","3000-01-01",0,1,0,null,null,"BIOMED_ULIS","BAT01SS41Sas sortie déchets décongélationCURA339333Porte bloqué ouverte13U"]
["TECHCEL04","Elévateur de personnel  serv. tech.","CURA339343","Fuite hydraulique","MC",null,"U200","15U",null,"2024-09-24",0,1,0,null,null,"BIOMED_ULIS","TECHCEL04Elévateur de personnel  serv. tech.CURA339343Fuite hydraulique15U"]
["NEP10ST10","Station de nettoyage en place n°10","CURA339363","Défaut obj","MC",null,"U236NEP","11U",null,"2024-09-24",0,1,0,null,null,"BIOMED_ULIS","NEP10ST10Station de nettoyage en place n°10CURA339363Défaut obj11U"]
["ADEELEV01","Elévateur cuves fixes tampon","CURA339364","ARRET URgENCE","MC",null,"U421DEAE","11U",null,"2024-09-24",0,1,0,null,null,"BIOMED_ULIS","ADEELEV01Elévateur cuves fixes tamponCURA339364ARRET URgENCE11U"]
["NEP10ST10","Station de nettoyage en place n°10","CURA339370","2024 SD : Fuite canalisation sation NEP","MC",null,"U236NEP","11U",null,"2024-09-24",0,1,0,null,null,"BIOMED_ULIS","NEP10ST10Station de nettoyage en place n°10CURA3393702024 SD : Fuite canalisation sation NEP11U"]
["CBPLC01","BIACORE T100 (appar affinité molécules) utilisé comme T200","CURA339373","OT curatif pour tracer l'intervention de Cytiva du 03/09/2024","MC",null,"U855","70U","665 153,00","3000-01-01",0,1,0,null,null,"BIOTECH_ULIS","CBPLC01BIACORE T100 (appar affinité molécules) utilisé comme T200CURA339373OT curatif pour tracer l'intervention de Cytiva du 03/09/202470U"]
["PLAEQUIP","Equipements spécifiques plasma","CURA339376","Fournitures bagues et rouleaux","MC",null,"U410","11U",null,"2024-09-24",0,1,0,null,null,"BIOMED_ULIS","PLAEQUIPEquipements spécifiques plasmaCURA339376Fournitures bagues et rouleaux11U"]
["WWACC01","Aéroréfrigérant refroidis. effluents NEP","CURA339377","Disjonction moteur M6","MC",null,"U236NEP","11U",null,"2024-09-24",0,1,0,null,null,"BIOMED_ULIS","WWACC01Aéroréfrigérant refroidis. effluents NEPCURA339377Disjonction moteur M611U"]
["ADESURG01","Surgélateur azote liquide","CURA339380","2024 - SD Détection manque oxygène dans la pièce du surgélateur","MC",null,"U421DEAE","11U",null,"2024-09-24",0,1,0,null,null,"BIOMED_ULIS","ADESURG01Surgélateur azote liquideCURA3393802024 - SD Détection manque oxygène dans la pièce du surgélateur11U"]
["ALBFP05","Filtre presse temps IV","CURA339381","Defaut de CR","MC",null,"U440","11U",null,"2024-09-24",0,1,0,null,null,"BIOMED_ULIS","ALBFP05Filtre presse temps IVCURA339381Defaut de CR11U"]
["ALBFP06","Filtre-presse albumine T I+II+III","CURA339383","Défaut vitesse de montée en pression","MC",null,"U440","11U",null,"2024-09-25",0,1,0,null,null,"BIOMED_ULIS","ALBFP06Filtre-presse albumine T I+II+IIICURA339383Défaut vitesse de montée en pression11U"]
["ALBR001","Réacteur n°1 fractionnement albumine","CURA339384","Défaut cr vanne évent","MC",null,"U440","11U",null,"2024-09-25",0,1,0,null,null,"BIOMED_ULIS","ALBR001Réacteur n°1 fractionnement albumineCURA339384Défaut cr vanne évent11U"]
["NEP04ST04","Station NEP réacteurs + UF Albumine","CURA339387","Défaut objet non pret","MCU",null,"U236NEP","11U",null,"2024-09-25",0,1,0,null,null,"BIOMED_ULIS","NEP04ST04Station NEP réacteurs + UF AlbumineCURA339387Défaut objet non pret11U"]
["ADEUF124","Skid UF1 Alfa1&2","CURA339389","Défaut de CR vanne","MC",null,"U421DEAE","11U",null,"2024-09-25",0,1,0,null,null,"BIOMED_ULIS","ADEUF124Skid UF1 Alfa1&2CURA339389Défaut de CR vanne11U"]
["TAMR147_001","Cuve préparatoire tampons 500L","CURA339391","Joint silicone trou d'homme TAMR147 abimé sur plusieurs parties","MC",null,"U421DEAE","13U","665 213,00","3000-01-01",0,1,0,null,null,"BIOMED_ULIS","TAMR147_001Cuve préparatoire tampons 500LCURA339391Joint silicone trou d'homme TAMR147 abimé sur plusieurs parties13U"]
["RF14EVA02","Evaporateur couloir cf n°13 - 40°C","CURA339397","Dégivrage du caisson","CON",null,"U222RF","10U","665 215,00","3000-01-01",0,1,0,null,null,"BIOMED_ULIS","RF14EVA02Evaporateur couloir cf n°13 - 40°CCURA339397Dégivrage du caisson10U"]
["ADESURG01","Surgélateur azote liquide","CURA339402","Alarme manque d'oxygène","MC",null,"U421DEAE","11U",null,"2024-09-24",0,1,0,null,null,"BIOMED_ULIS","ADESURG01Surgélateur azote liquideCURA339402Alarme manque d'oxygène11U"]
["ELEGE","Groupes élétrogènes","CURA339405","Problème de transfert de charge réseau vers centrale GE","MC",null,"U222ELE","10U","665 227,00","3000-01-01",0,1,0,null,null,"BIOMED_ULIS","ELEGEGroupes élétrogènesCURA339405Problème de transfert de charge réseau vers centrale GE10U"]
["GW3/4","Production distri. eau glycolée +4°C","CURA339409","Mano contrôle pompe HS","CON",null,"U222GW","10U","665 229,00","3000-01-01",0,1,0,null,null,"BIOMED_ULIS","GW3/4Production distri. eau glycolée +4°CCURA339409Mano contrôle pompe HS10U"]
["GAMR010","Réacteur n°10 fractionnement gamma","CURA339410","Intro ethanol hors spécifications > à 250kg/h","MC",null,"U441","11U",null,"2024-09-25",0,1,0,null,null,"BIOMED_ULIS","GAMR010Réacteur n°10 fractionnement gammaCURA339410Intro ethanol hors spécifications > à 250kg/h11U"]
["GAMBOL964","Bol de centri BKA45 n°964","CURA339419","Réglage hauteur bol","MC",null,"U441","11U",null,"2024-09-25",0,1,0,null,null,"BIOMED_ULIS","GAMBOL964Bol de centri BKA45 n°964CURA339419Réglage hauteur bol11U"]
["NEP04ST04","Station NEP réacteurs + UF Albumine","CURA339420","Investigation défaut manque solution de lavage","MC",null,"U236NEP","11U",null,"2024-09-25",0,1,0,null,null,"BIOMED_ULIS","NEP04ST04Station NEP réacteurs + UF AlbumineCURA339420Investigation défaut manque solution de lavage11U"]
["GAMBOL267","Bol de centri BKA45 n°267","CURA339421","Réglage bol","MC",null,"U441","11U",null,"2024-09-25",0,1,0,null,null,"BIOMED_ULIS","GAMBOL267Bol de centri BKA45 n°267CURA339421Réglage bol11U"]
["WECP08","Pompe vidange bac ALBFP06","CURA339424","Pompe désamorçé","MC",null,"U440","11U",null,"2024-09-25",0,1,0,null,null,"BIOMED_ULIS","WECP08Pompe vidange bac ALBFP06CURA339424Pompe désamorçé11U"]
["PLASKID01","Chariot filtr. envoi plasma avant PLATH","CURA339429","Capteur PLAF05ZS01 HS","MCU",null,"U410","11U",null,"2024-09-25",0,1,0,null,null,"BIOMED_ULIS","PLASKID01Chariot filtr. envoi plasma avant PLATHCURA339429Capteur PLAF05ZS01 HS11U"]
["BAT11","Bâtiment 11 Magasin général et plasma","CURA339431","Fuite du pvc  au plafond 11RC23","MC",null,"U235BATL","13U","665 281,00","3000-01-01",0,1,0,null,null,"BIOMED_ULIS","BAT11Bâtiment 11 Magasin général et plasmaCURA339431Fuite du pvc  au plafond 11RC2313U"]
["AC38F06","Filtration terminale n°06 clim. 8rc34","CURA339432","Présence de rouille sur la grille d'aération AC38F06","MC",null,"U222AC","10U",null,"2024-09-24",0,1,0,null,null,"BIOMED_ULIS","AC38F06Filtration terminale n°06 clim. 8rc34CURA339432Présence de rouille sur la grille d'aération AC38F0610U"]
["BAT0103","Bâtiment 1 laboratoires de contrôle","CURA339433","Ajout de prises électrique Laboratoire LIP 1323 pour installation imprimantes LIMS","MC",null,"S244","10U",null,"2024-09-24",0,1,0,null,null,"BIOMED_ULIS","BAT0103Bâtiment 1 laboratoires de contrôleCURA339433Ajout de prises électrique Laboratoire LIP 1323 pour installation imprimantes LIMS10U"]
["LSBFL05","Hotte flux laminaire (PSM) n°série 11556 pièce 1258","CURA339434","Enlever le cache de la lumière sur un PSM","MC",null,"U803","10U",null,"2024-09-24",0,1,0,null,null,"BIOTECH_ULIS","LSBFL05Hotte flux laminaire (PSM) n°série 11556 pièce 1258CURA339434Enlever le cache de la lumière sur un PSM10U"]
["GAMR41","Réacteur de fractionnement 15 000 litres n°41","CURA339435","Pression calo supérieur à 5 bars","MC",null,"U441","11U",null,"2024-09-25",0,1,0,null,null,"BIOMED_ULIS","GAMR41Réacteur de fractionnement 15 000 litres n°41CURA339435Pression calo supérieur à 5 bars11U"]
["NEP04ST04","Station NEP réacteurs + UF Albumine","CURA339437","Défaut manque solution de lavage","MC",null,"U236NEP","11U",null,"2024-09-25",0,1,0,null,null,"BIOMED_ULIS","NEP04ST04Station NEP réacteurs + UF AlbumineCURA339437Défaut manque solution de lavage11U"]
["WE2CT20","Cuve surnageant centrifugation gamma","CURA339438","Défaut niveau haut","MC",null,"U236WE","11U",null,"2024-09-25",0,1,0,null,null,"BIOMED_ULIS","WE2CT20Cuve surnageant centrifugation gammaCURA339438Défaut niveau haut11U"]
["GTCAPPLI2","Application supervision Monitoring","CURA339444","Modification temporisation alarme","AME",null,"U235GTC","12U","665 292,00","3000-01-01",0,1,0,null,null,"BIOMED_ULIS","GTCAPPLI2Application supervision MonitoringCURA339444Modification temporisation alarme12U"]
["GTCAPPLI2","Application supervision Monitoring","CURA339446","Modification sonde B11","AME",null,"U235GTC","12U","665 295,00","3000-01-01",0,1,0,null,null,"BIOMED_ULIS","GTCAPPLI2Application supervision MonitoringCURA339446Modification sonde B1112U"]
["PLAEQUIP","Equipements spécifiques plasma","CURA339449","Défaut ouverture porte 1SS25","MCU",null,"U410","11U","665 328,00","3000-01-01",0,1,0,null,null,"BIOMED_ULIS","PLAEQUIPEquipements spécifiques plasmaCURA339449Défaut ouverture porte 1SS2511U"]
["WE2PV02","Vanne by pass CIP GAMC22","CURA339450","Défaut de CR","MC",null,"U441","11U",null,"2024-09-26",0,1,0,null,null,"BIOMED_ULIS","WE2PV02Vanne by pass CIP GAMC22CURA339450Défaut de CR11U"]
["EPL2CF07","Chambre froide enreg. plasma +5°C","CURA339453","Alarme GTC","MC",null,"U406","10U",null,"2024-09-26",0,1,0,null,null,"BIOMED_ULIS","EPL2CF07Chambre froide enreg. plasma +5°CCURA339453Alarme GTC10U"]
["WFISBD207","Sous boucle eau PPI cuverie albumine","CURA339454","Problème de régulation demande à 60°C","MC",null,"U236WFI","11U",null,"2024-09-26",0,1,0,null,null,"BIOMED_ULIS","WFISBD207Sous boucle eau PPI cuverie albumineCURA339454Problème de régulation demande à 60°C11U"]
["ALBCMW270","Indic poids transpal peseur ALBTRP03","CURA339455","Prise du chargeur transpalette ALBCMW270 arrachée","MC",null,"U440","15U","665 335,00","3000-01-01",0,1,0,null,null,"BIOMED_ULIS","ALBCMW270Indic poids transpal peseur ALBTRP03CURA339455Prise du chargeur transpalette ALBCMW270 arrachée15U"]
["BAT01SS55","SAS sortie tunnel de décongélation","CURA339456","L'interlockage entre la porte manuelle du sas 1SS55 et la porte coulissante de la chambre froide 1SS25 à controler","MC",null,"U200BATP",null,"665 336,00","3000-01-01",0,1,0,null,null,"BIOMED_ULIS","BAT01SS55SAS sortie tunnel de décongélationCURA339456L'interlockage entre la porte manuelle du sas 1SS55 et la porte coulissante de la chambre froide 1SS25 à controler"]
["BAT08RC62","Atelier cuverie albumine/immunoglobuline","CURA339467","2024 SD - Main coinçé au passage de la porte","CON",null,"U200BATP","13U","665 338,00","3000-01-01",0,1,0,null,null,"BIOMED_ULIS","BAT08RC62Atelier cuverie albumine/immunoglobulineCURA3394672024 SD - Main coinçé au passage de la porte13U"]
["COMLAV05","Aspirateur Nilfisk N°3520200903078","CURA339468","Raccord flexible/manche aspirateur B4 cassé","MC",null,"U411","15U",null,"2024-09-25",0,1,0,null,null,"BIOMED_ULIS","COMLAV05Aspirateur Nilfisk N°3520200903078CURA339468Raccord flexible/manche aspirateur B4 cassé15U"]
["BAT041413","Local Congélation coupe poches","CURA339472","Réglage et mesure vitesse de soufflage","MC",null,"U200BATP","10U",null,"2024-09-26",0,1,0,null,null,"BIOMED_ULIS","BAT041413Local Congélation coupe pochesCURA339472Réglage et mesure vitesse de soufflage10U"]
["LPRCMQ41","Pipette électronique sartorius 500-10000 µl n°39683713","CURA339475","Vérification PERIODIQUE micropipette","MC",null,"U440COM","24U",null,"2024-09-26",0,1,0,null,null,"BIOMED_ULIS","LPRCMQ41Pipette électronique sartorius 500-10000 µl n°39683713CURA339475Vérification PERIODIQUE micropipette24U"]
["ADER189_001","Cuve mobile 400L","CURA339476","Papillon du couvercle H.S","MC",null,"U421DEAE","11U",null,"2024-09-26",0,1,0,null,null,"BIOMED_ULIS","ADER189_001Cuve mobile 400LCURA339476Papillon du couvercle H.S11U"]
["BAT04","Bâtiment 4 Centrale énergie","CURA339479","Réseau API utilités B4","MC",null,"S244","11U",null,"2024-09-26",0,1,0,null,null,"BIOMED_ULIS","BAT04Bâtiment 4 Centrale énergieCURA339479Réseau API utilités B411U"]
["PLAPP10","Pompe sortie fondoir n°1 PLAR01","CURA339483","Fuite","MC",null,"U410","11U",null,"2024-09-26",0,1,0,null,null,"BIOMED_ULIS","PLAPP10Pompe sortie fondoir n°1 PLAR01CURA339483Fuite11U"]
["PLAEQUIP","Equipements spécifiques plasma","CURA339484","Fourniture rouleau","CON",null,"U410","11U",null,"2024-09-26",0,1,0,null,null,"BIOMED_ULIS","PLAEQUIPEquipements spécifiques plasmaCURA339484Fourniture rouleau11U"]
["MGGLAV01","Nettoyeur vapeur","U_MECA000081","Maintenance materiel de nettoyage","MPS",null,"U406","15U","665 449,00","3000-01-01",0,1,0,null,null,"BIOMED_ULIS","MGGLAV01Nettoyeur vapeurU_MECA000081Maintenance materiel de nettoyage15U"]
["EPL2CF07","Chambre froide enreg. plasma +5°C","CURA339486","Modification seuil de régulation température","MC",null,"U406","10U","665 453,00","3000-01-01",0,1,0,null,null,"BIOMED_ULIS",{"$f":"_xlfn.TEXTJOIN(\"\",TRUE,A36610:D36610,H36610,N36610)","v":"EPL2CF07Chambre froide enreg. plasma +5°CCURA339486Modification seuil de régulation température10U"}]
["MGPCF10","Chambre froide n°10 réception plasma 5°C","CURA339486","Modification seuil de régulation température","PRO",null,"U406","10U","665 454,00","3000-01-01",0,1,0,null,null,"BIOMED_ULIS","MGPCF10Chambre froide n°10 réception plasma 5°CCURA339486Modification seuil de régulation température10U"]
["CQBCMT42","Enreg T°C ambiance CQBCF1161","U_LABO000018","Intervention curative","MC","DEF","U633","71U",null,"2024-09-26",0,1,0,null,null,"BIOTECH_ULIS","CQBCMT42Enreg T°C ambiance CQBCF1161U_LABO000018Intervention curative71U"]
["AC406","Centrale de traitement d'air zones techniques","CURA339510","K7 Clim AC406VC07 local 4SS411 ne fonctionne pas","CON",null,"U222AC","10U",null,"2024-09-26",0,1,0,null,null,"BIOMED_ULIS","AC406Centrale de traitement d'air zones techniquesCURA339510K7 Clim AC406VC07 local 4SS411 ne fonctionne pas10U"]
["MGPCF06","Chambre froide n°6 stockage -40°C","CURA339515","Test inertie","MC",null,"U406","30U",null,"2024-09-26",0,1,0,null,null,"BIOMED_ULIS","MGPCF06Chambre froide n°6 stockage -40°CCURA339515Test inertie30U"]
["AC04","Air climatisé Atelier prépa. matières","U_CLIM000223","Nettoyage annuel des caissons de CTA","MPS","CLIM","U222AC","10U",null,"2025-07-09",3,1,0,52,1,"BIOMED_ULIS","AC04Air climatisé Atelier prépa. matièresU_CLIM000223Nettoyage annuel des caissons de CTA10U52"]
["FIBR1100","Cuve de précipitation T1","CURA339518","Vidange de la cuve","CON",null,"U411","11U",null,"2024-09-26",0,1,0,null,null,"BIOMED_ULIS","FIBR1100Cuve de précipitation T1CURA339518Vidange de la cuve11U"]
["NEP06ST06","Station NEP réacteurs Gamma","CURA339519","Controle dur mécanique sur la sous station","MC",null,"U236NEP","11U","665 716,00","3000-01-01",0,1,0,null,null,"BIOMED_ULIS","NEP06ST06Station NEP réacteurs GammaCURA339519Controle dur mécanique sur la sous station11U"]
["PLAEQUIP","Equipements spécifiques plasma","CURA339520","Bacs de transfert élevateur stockés en 1SS14","CON",null,"U410","11U",null,"2024-09-26",0,1,0,null,null,"BIOMED_ULIS","PLAEQUIPEquipements spécifiques plasmaCURA339520Bacs de transfert élevateur stockés en 1SS1411U"]
["NEP06ST06","Station NEP réacteurs Gamma","CURA339527","NEP bloqué","MC",null,"U236NEP","11U","665 742,00","3000-01-01",0,1,0,null,null,"BIOMED_ULIS","NEP06ST06Station NEP réacteurs GammaCURA339527NEP bloqué11U"]
["NEP07ST07","Station NEP laverie Gamma","CURA339528","Défaut pompe NEP07CP02","MC",null,"U236NEP","11U",null,"2024-09-27",0,1,0,null,null,"BIOMED_ULIS","NEP07ST07Station NEP laverie GammaCURA339528Défaut pompe NEP07CP0211U"]
["CQBCMT42","Enreg T°C ambiance CQBCF1161","CURA339530","Raccordement CQBCMT42 à Monitoring et GTC","MC",null,"U633","12U","665 747,00","3000-01-01",0,1,0,null,null,"BIOTECH_ULIS","CQBCMT42Enreg T°C ambiance CQBCF1161CURA339530Raccordement CQBCMT42 à Monitoring et GTC12U"]
["BAT20","Poste empot. éthanol dépotage surnageant","CURA339531","Câble de mise à la terre est dénudé sur une partie","MC",null,"U235BATU","11U",null,"2024-09-27",0,1,0,null,null,"BIOMED_ULIS","BAT20Poste empot. éthanol dépotage surnageantCURA339531Câble de mise à la terre est dénudé sur une partie11U"]
["PLALAV03","Autolaveuse","CURA339552","Réparation moteur HS","MC",null,"U410","15U","665 774,00","3000-01-01",0,1,0,null,null,"BIOMED_ULIS","PLALAV03AutolaveuseCURA339552Réparation moteur HS15U"]
["PLALAV03","Autolaveuse","CURA339556","Réparation moteur HS","MC",null,"U410","15U",null,"2024-09-27",0,1,0,null,null,"BIOMED_ULIS","PLALAV03AutolaveuseCURA339556Réparation moteur HS15U"]
["PLALAV03","Autolaveuse","CURA339563","Réparation moteur HS","MC",null,"U410","15U","665 767,00","3000-01-01",0,1,0,null,null,"BIOMED_ULIS","PLALAV03AutolaveuseCURA339563Réparation moteur HS15U"]
["GAMR008","Réacteur n°08 fractionnement gamma","CURA339568","Défaut pression calo","MC",null,"U441","11U",null,"2024-09-27",0,1,0,null,null,"BIOMED_ULIS","GAMR008Réacteur n°08 fractionnement gammaCURA339568Défaut pression calo11U"]
["IS1","Production de vapeur industrielle B4","CURA339570","Installation piquage chaudières vapeur","MC",null,"U222IS","10U",null,"2024-09-27",0,1,0,null,null,"BIOMED_ULIS","IS1Production de vapeur industrielle B4CURA339570Installation piquage chaudières vapeur10U"]
["PLAEQUIP","Equipements spécifiques plasma","CURA339584","Déclanchement involontaire d'arrêt d'urgence","MC",null,"U410","11U",null,"2024-09-28",0,1,0,null,null,"BIOMED_ULIS","PLAEQUIPEquipements spécifiques plasmaCURA339584Déclanchement involontaire d'arrêt d'urgence11U"]
["UDA2CONG10","Congélateur Froilabo -80°C","CURA339585","Défaut température haut","MC",null,"U880","11U",null,"2024-09-28",0,1,0,null,null,"BIOTECH_ULIS","UDA2CONG10Congélateur Froilabo -80°CCURA339585Défaut température haut11U"]
["BAT11RC50","Pièce 11RC50 sas entrée tri plasma","CURA339586","Le rideau ne fonctionne pas","MC",null,"U200BATP","13U",null,"2024-09-28",0,1,0,null,null,"BIOMED_ULIS","BAT11RC50Pièce 11RC50 sas entrée tri plasmaCURA339586Le rideau ne fonctionne pas13U"]
["NEP06ST06","Station NEP réacteurs Gamma","CURA339587","Défaut objet non prêt","MCU",null,"U236NEP","11U","665 795,00","3000-01-01",0,1,0,null,null,"BIOMED_ULIS","NEP06ST06Station NEP réacteurs GammaCURA339587Défaut objet non prêt11U"]
["WFIT310_000","Cuve n°310 WFI","CURA339588","Défaut grave WFIADEAE","MC",null,"U236WFI","11U",null,"2024-09-28",0,1,0,null,null,"BIOMED_ULIS","WFIT310_000Cuve n°310 WFICURA339588Défaut grave WFIADEAE11U"]
["WFIPV314_002","Vanne memb. Té skid ALFA1 alim. SB","CURA339589","Défaut vanne","MPC",null,"U236WFI","11U",null,"2024-09-28",0,1,0,null,null,"BIOMED_ULIS","WFIPV314_002Vanne memb. Té skid ALFA1 alim. SBCURA339589Défaut vanne11U"]
["PNEUBD01","Réseau de transport par tube pneumatique","CURA339590","Problème envoi cartouche","MC",null,"U441","11U",null,"2024-09-28",0,1,0,null,null,"BIOMED_ULIS","PNEUBD01Réseau de transport par tube pneumatiqueCURA339590Problème envoi cartouche11U"]
["GAMR02","Cuve n°2 remise en solution pâtes gamma","CURA339593","Défaut conductivité suite à 3 NEP","MC",null,"U441","11U",null,"2024-09-28",0,1,0,null,null,"BIOMED_ULIS","GAMR02Cuve n°2 remise en solution pâtes gammaCURA339593Défaut conductivité suite à 3 NEP11U"]
["WFISBD310","Système stockage WFI ADEAE","CURA339594","Vannes manuelles de prélèvements ouverte","MC",null,"U236WFI","11U",null,"2024-09-28",0,1,0,null,null,"BIOMED_ULIS","WFISBD310Système stockage WFI ADEAECURA339594Vannes manuelles de prélèvements ouverte11U"]
["PLAPEL02","Machine à peler les poches plasma","CURA339595","Disjonction","MC",null,"U410","11U",null,"2024-09-29",0,1,0,null,null,"BIOMED_ULIS","PLAPEL02Machine à peler les poches plasmaCURA339595Disjonction11U"]
["WFISBD103","Ss boucle PPI centrale pesée/prépa M.S.","CURA339596"," débit haut","MC",null,"U236WFI","11U",null,"2024-09-29",0,1,0,null,null,"BIOMED_ULIS","WFISBD103Ss boucle PPI centrale pesée/prépa M.S.CURA339596 débit haut11U"]
["GAMR008","Réacteur n°08 fractionnement gamma","CURA339597","Défaut agitation en NEP","MC",null,"U236NEP","11U","665 805,00","3000-01-01",0,1,0,null,null,"BIOMED_ULIS","GAMR008Réacteur n°08 fractionnement gammaCURA339597Défaut agitation en NEP11U"]
["WFISBD314","Sous boucle de distibution Alfalastin1","CURA339598","Défaut température basse en distribution","MC",null,"U236WFI","11U",null,"2024-09-29",0,1,0,null,null,"BIOMED_ULIS","WFISBD314Sous boucle de distibution Alfalastin1CURA339598Défaut température basse en distribution11U"]
["PW32","Prod. Eau purifiée ORION n°2","CURA339600","Défaut pression","MC",null,"U236PW","11U",null,"2024-09-29",0,1,0,null,null,"BIOMED_ULIS","PW32Prod. Eau purifiée ORION n°2CURA339600Défaut pression11U"]
["PWBD02","Boucle de distribution d' eau purifiée","CURA339601","Défaut de commande marche ozoneur","MC",null,"U236PW","11U",null,"2024-09-29",0,1,0,null,null,"BIOMED_ULIS","PWBD02Boucle de distribution d' eau purifiéeCURA339601Défaut de commande marche ozoneur11U"]
["PE10","Stockage et distribution éthanol","CURA339602","Niveau haut sur WE10CML104","MC",null,"U236PE","11U",null,"2024-09-29",0,1,0,null,null,"BIOMED_ULIS","PE10Stockage et distribution éthanolCURA339602Niveau haut sur WE10CML10411U"]
["ADEPP112_120","Pompe envoi WFI","CURA339603","Fuite","MC",null,"U421DEAE","11U","665 811,00","3000-01-01",0,1,0,null,null,"BIOMED_ULIS","ADEPP112_120Pompe envoi WFICURA339603Fuite11U"]
["ADEEQUIP","Equipements spécifiques atelier DEAE","CURA339604","Écrans noir","MC",null,"U421DEAE","11U",null,"2024-09-30",0,1,0,null,null,"BIOMED_ULIS","ADEEQUIPEquipements spécifiques atelier DEAECURA339604Écrans noir11U"]
["ADEPV112_150","Vanne à membrane auto type 5","CURA339605"," vanne en défaut","MC",null,"U421DEAE","11U",null,"2024-09-30",0,1,0,null,null,"BIOMED_ULIS","ADEPV112_150Vanne à membrane auto type 5CURA339605 vanne en défaut11U"]
["GAMR010","Réacteur n°10 fractionnement gamma","CURA339606","Corp étrange au fond de la cuve","MC",null,"U441","11U",null,"2024-09-30",0,1,0,null,null,"BIOMED_ULIS","GAMR010Réacteur n°10 fractionnement gammaCURA339606Corp étrange au fond de la cuve11U"]
["GAMBOL964","Bol de centri BKA45 n°964","CURA339607","Double enveloppe","MC",null,"U441","11U",null,"2024-09-30",0,1,0,null,null,"BIOMED_ULIS","GAMBOL964Bol de centri BKA45 n°964CURA339607Double enveloppe11U"]
["GAMBOL267","Bol de centri BKA45 n°267","CURA339608","Double enveloppe","MC",null,"U441","11U",null,"2024-09-30",0,1,0,null,null,"BIOMED_ULIS","GAMBOL267Bol de centri BKA45 n°267CURA339608Double enveloppe11U"]
["PLAPEL03","Machine à peler les poches plasma","CURA339609","Défaut raccordement éléctrique","MC",null,"U410","11U",null,"2024-09-30",0,1,0,null,null,"BIOMED_ULIS","PLAPEL03Machine à peler les poches plasmaCURA339609Défaut raccordement éléctrique11U"]
["ALBSCEL10","Thermosoudeuse ( boitier de controle + pince chauffante)","CURA339622","Réparation pince (verrouillage = HS)","MCU",null,"U440","11U",null,"2024-09-30",0,1,0,null,null,"BIOMED_ULIS","ALBSCEL10Thermosoudeuse ( boitier de controle + pince chauffante)CURA339622Réparation pince (verrouillage = HS)11U"]
["BAT08RC65","Pièce bâtiment 8RC65","CURA339625","2024 SD Barre d'habillage porte en 8RC65 défectueux","MC",null,"U200BATP","13U","665 827,00","3000-01-01",0,1,0,null,null,"BIOMED_ULIS","BAT08RC65Pièce bâtiment 8RC65CURA3396252024 SD Barre d'habillage porte en 8RC65 défectueux13U"]
["MFPREQUIP","Equipements MFPR en galénique","CURA339626","Réparation poignée porte de Laboratoire pièce 1129","MC",null,"U868","13U","665 828,00","3000-01-01",0,1,0,null,null,"BIOTECH_ULIS","MFPREQUIPEquipements MFPR en galéniqueCURA339626Réparation poignée porte de Laboratoire pièce 112913U"]
["BAT11","Bâtiment 11 Magasin général et plasma","CURA339640","2024 SD Zone Technique Faux-plafond Chambres Froide et zone Plasma","MCU",null,"U235BATL","13U","665 842,00","3000-01-01",0,1,0,null,null,"BIOMED_ULIS","BAT11Bâtiment 11 Magasin général et plasmaCURA3396402024 SD Zone Technique Faux-plafond Chambres Froide et zone Plasma13U"]
["DE3R003","Réservoir refroidissement centri GAMC22","CURA339641","Rouille sur équipement DE3R003","MC",null,"U441","11U",null,"2024-09-29",0,1,0,null,null,"BIOMED_ULIS","DE3R003Réservoir refroidissement centri GAMC22CURA339641Rouille sur équipement DE3R00311U"]
["GAMC22","Centrifugeuse n°2 gamma","CURA339642","Rouille sur GAMC22","MC",null,"U441","11U",null,"2024-09-29",0,1,0,null,null,"BIOMED_ULIS","GAMC22Centrifugeuse n°2 gammaCURA339642Rouille sur GAMC2211U"]
["WE2PV01","Vanne by pass CIP GAMC21","CURA339646","Etiquette à poser sur équipement","MC",null,"U441","11U","665 848,00","3000-01-01",0,1,0,null,null,"BIOMED_ULIS","WE2PV01Vanne by pass CIP GAMC21CURA339646Etiquette à poser sur équipement11U"]
["HNOT002","Cuve n°2 de stockage acide nitrique","CURA339647","Défaut niveau très haut.","MC",null,"U236NEP","11U",null,"2024-09-30",0,1,0,null,null,"BIOMED_ULIS","HNOT002Cuve n°2 de stockage acide nitriqueCURA339647Défaut niveau très haut.11U"]
["CQBCMT42","Enreg T°C ambiance CQBCF1161","CURA339649","Ajout de la sonde","AME",null,"U633","12U","665 853,00","3000-01-01",0,1,0,null,null,"BIOTECH_ULIS","CQBCMT42Enreg T°C ambiance CQBCF1161CURA339649Ajout de la sonde12U"]
["PNEUBD01","Réseau de transport par tube pneumatique","CURA339658","La cartouche ne part pas","MC",null,"U441","11U",null,"2024-09-30",0,1,0,null,null,"BIOMED_ULIS","PNEUBD01Réseau de transport par tube pneumatiqueCURA339658La cartouche ne part pas11U"]
["WFISBD105","Ss boucle FP T I+II+III et laverie 8RC71","CURA339660","Défaut température retour","MC",null,"U236WFI","11U",null,"2024-09-30",0,1,0,null,null,"BIOMED_ULIS","WFISBD105Ss boucle FP T I+II+III et laverie 8RC71CURA339660Défaut température retour11U"]
["NEP06ST06","Station NEP réacteurs Gamma","CURA339700","Suite au défaut conductivité rinçage finale sur les équipements","MC",null,"U236NEP","11U",null,"2024-10-01",0,1,0,null,null,"BIOMED_ULIS","NEP06ST06Station NEP réacteurs GammaCURA339700Suite au défaut conductivité rinçage finale sur les équipements11U"]
["NACR01","Cuve préparation NaCl UF2","CURA339702","Problème de fonction et sur la pompe NACPP01","MC",null,"U440","11U",null,"2024-10-01",0,1,0,null,null,"BIOMED_ULIS","NACR01Cuve préparation NaCl UF2CURA339702Problème de fonction et sur la pompe NACPP0111U"]
["GAMEQUIP","Equipements communs gamma","CURA339704","Caddie rouillé en 8RC108","MC",null,"U441","11U",null,"2024-09-29",0,1,0,null,null,"BIOMED_ULIS","GAMEQUIPEquipements communs gammaCURA339704Caddie rouillé en 8RC10811U"]
["NEP07PV21","Vanne prélèv. sortie pompe NEP07CP02","CURA339705","Prise de prélèvement sale/rouillée NEP07 en 8RC101","MC",null,"U236NEP","11U",null,"2024-09-29",0,1,0,null,null,"BIOMED_ULIS","NEP07PV21Vanne prélèv. sortie pompe NEP07CP02CURA339705Prise de prélèvement sale/rouillée NEP07 en 8RC10111U"]
["CIPPV0107","Vanne arrivée eau de ville station CIP01","CURA339707","Fuite sur vanne","MC",null,"U236NEP","11U",null,"2024-10-01",0,1,0,null,null,"BIOMED_ULIS","CIPPV0107Vanne arrivée eau de ville station CIP01CURA339707Fuite sur vanne11U"]
["AC08F14","Filtration terminal n°14 clim. 1ss29","CURA339745","Remplacement du filtre HEPA suite au projet UCONTASS29 (AT 2024)","PRO",null,"U108","10U","665 948,00","3000-01-01",0,1,0,null,null,"BIOMED_ULIS","AC08F14Filtration terminal n°14 clim. 1ss29CURA339745Remplacement du filtre HEPA suite au projet UCONTASS29 (AT 2024)10U"]
["AC08F16","Filtration terminal n°16 clim. 1ss29","CURA339745","Remplacement du filtre HEPA suite au projet UCONTASS29 (AT 2024)","PRO",null,"U108","10U","665 949,00","3000-01-01",0,1,0,null,null,"BIOMED_ULIS","AC08F16Filtration terminal n°16 clim. 1ss29CURA339745Remplacement du filtre HEPA suite au projet UCONTASS29 (AT 2024)10U"]
["AC08F20","Filtration terminal n°20 clim. 1ss29","CURA339745","Remplacement du filtre HEPA suite au projet UCONTASS29 (AT 2024)","PRO",null,"U222AC","10U","665 950,00","3000-01-01",0,1,0,null,null,"BIOMED_ULIS","AC08F20Filtration terminal n°20 clim. 1ss29CURA339745Remplacement du filtre HEPA suite au projet UCONTASS29 (AT 2024)10U"]
["AC08F21","Filtration terminal n°21 clim. 1ss29","CURA339745","Remplacement du filtre HEPA suite au projet UCONTASS29 (AT 2024)","PRO",null,"U108","10U","665 951,00","3000-01-01",0,1,0,null,null,"BIOMED_ULIS","AC08F21Filtration terminal n°21 clim. 1ss29CURA339745Remplacement du filtre HEPA suite au projet UCONTASS29 (AT 2024)10U"]
["RF14EVA02","Evaporateur couloir cf n°13 - 40°C","CURA339748","Dégivrage du caisson","CON",null,"U222RF","10U","665 960,00","3000-01-01",0,1,0,null,null,"BIOMED_ULIS","RF14EVA02Evaporateur couloir cf n°13 - 40°CCURA339748Dégivrage du caisson10U"]
["TECHBT18","Bain d'étalonnage SIKA n° 2030297","CURA339749","Bain HS","MC",null,"U205","14U",null,"2024-10-01",0,1,0,null,null,"BIOMED_ULIS","TECHBT18Bain d'étalonnage SIKA n° 2030297CURA339749Bain HS14U"]
["BAT02RC42","Laboratoire de métrologie","CURA339750","Aménagement laboratoire","AME",null,"U205","13U",null,"2024-10-01",0,1,0,null,null,"ULIS","BAT02RC42Laboratoire de métrologieCURA339750Aménagement laboratoire13U"]
["MGGEQUIP","Equipements spécif. magasin général","CURA339751","Roues rolls","MC",null,"U168","13U",null,"2024-09-27",0,1,0,null,null,"BIOMED_ULIS",{"$f":"_xlfn.TEXTJOIN(\"\",TRUE,A36674:D36674,H36674,N36674)","v":"MGGEQUIPEquipements spécif. magasin généralCURA339751Roues rolls13U"}]
["ADEAU01","Autoclave Production","CURA339752","Défaut sécurite anti pincement","MC",null,"U421DEAE","11U","665 969,00","3000-01-01",0,1,0,null,null,"BIOMED_ULIS","ADEAU01Autoclave ProductionCURA339752Défaut sécurite anti pincement11U"]
["PLAEQUIP","Equipements spécifiques plasma","CURA339753","2024 SD : Perte outil de démontage bague peleuse","MCU",null,"U410","11U",null,"2024-10-01",0,1,0,null,null,"BIOMED_ULIS","PLAEQUIPEquipements spécifiques plasmaCURA3397532024 SD : Perte outil de démontage bague peleuse11U"]
["BAT08RC99","Atelier broyage immunoglobuline","CURA339754","Supports étiquette 8RC99","MC",null,"U200BATP","13U","665 971,00","3000-01-01",0,1,0,null,null,"BIOMED_ULIS","BAT08RC99Atelier broyage immunoglobulineCURA339754Supports étiquette 8RC9913U"]
["TAMPP112_118","Pompe envoi tampon (solution stock)","CURA339755","Bruit anormal","MC",null,"U421DEAE","11U",null,"2024-10-01",0,1,0,null,null,"BIOMED_ULIS","TAMPP112_118Pompe envoi tampon (solution stock)CURA339755Bruit anormal11U"]
["INDUS","Système gestion fabrication prod MES/SCC","CURA339757","Problèmatique réseaux, renouvellement convertisseur fibre/rj","MC",null,"U236","12U",null,"2024-10-01",0,1,0,null,null,"BIOMED_ULIS","INDUSSystème gestion fabrication prod MES/SCCCURA339757Problèmatique réseaux, renouvellement convertisseur fibre/rj12U"]
["IS1CHD03","Chaudière n°3","CURA339763","Flexible d'alimentation de gaz de la torche d'allumage HS","SER",null,"U222IS","10U","666 052,00","3000-01-01",0,1,0,null,null,"BIOMED_ULIS","IS1CHD03Chaudière n°3CURA339763Flexible d'alimentation de gaz de la torche d'allumage HS10U"]
["PW33","Prod. Eau purifiée ORION n°3","CURA339765","Défaut niveau haut LS 30-03","MC",null,"U236PW","11U",null,"2024-10-01",0,1,0,null,null,"BIOMED_ULIS","PW33Prod. Eau purifiée ORION n°3CURA339765Défaut niveau haut LS 30-0311U"]
["GAMR008","Réacteur n°08 fractionnement gamma","CURA339772","Démontage, nettoyage et remontage canne event mensuelle","MPS",null,"U441","11U",null,"2024-10-02",0,1,0,null,null,"BIOMED_ULIS","GAMR008Réacteur n°08 fractionnement gammaCURA339772Démontage, nettoyage et remontage canne event mensuelle11U"]
["GAMR009","Réacteur n°09 fractionnement gamma","CURA339773","Démontage, nettoyage et remontage canne event mensuelle","MC",null,"U441","11U",null,"2024-10-02",0,1,0,null,null,"BIOMED_ULIS","GAMR009Réacteur n°09 fractionnement gammaCURA339773Démontage, nettoyage et remontage canne event mensuelle11U"]
["WFISBD105","Ss boucle FP T I+II+III et laverie 8RC71","CURA339774","Demande de forçage d'eau","MC",null,"U236WFI","11U",null,"2024-10-02",0,1,0,null,null,"BIOMED_ULIS","WFISBD105Ss boucle FP T I+II+III et laverie 8RC71CURA339774Demande de forçage d'eau11U"]
["NEP06ST06","Station NEP réacteurs Gamma","CURA339775","Demande de RAZ","MC",null,"U236NEP","11U","666 064,00","3000-01-01",0,1,0,null,null,"BIOMED_ULIS","NEP06ST06Station NEP réacteurs GammaCURA339775Demande de RAZ11U"]
["BAT11","Bâtiment 11 Magasin général et plasma","CURA339777","La plaque en alu du camion de réception des caddies de plasma est abîmée (décongélation)","MC",null,"U200BATP",null,"666 066,00","3000-01-01",0,1,0,null,null,"BIOMED_ULIS","BAT11Bâtiment 11 Magasin général et plasmaCURA339777La plaque en alu du camion de réception des caddies de plasma est abîmée (décongélation)"]
["PLAT004","Cuve envoi plasma après prélèvement","CURA339785","Protection (califugeage) déboîter","MC",null,"U410","11U",null,"2024-10-01",0,1,0,null,null,"BIOMED_ULIS","PLAT004Cuve envoi plasma après prélèvementCURA339785Protection (califugeage) déboîter11U"]
["DCGPEL100","Ligne de découpe","CURA339786","DCGPEL100 - Reprise alésage pour emboitement partie haute goulotte","MC",null,"U411","11U",null,"2024-10-01",0,1,0,null,null,"BIOMED_ULIS","DCGPEL100Ligne de découpeCURA339786DCGPEL100 - Reprise alésage pour emboitement partie haute goulotte11U"]
["BAT11","Bâtiment 11 Magasin général et plasma","CURA339787","Installation support document en zone 11RC10","MC",null,"U235BATL","13U",null,"2024-10-01",0,1,0,null,null,"BIOMED_ULIS","BAT11Bâtiment 11 Magasin général et plasmaCURA339787Installation support document en zone 11RC1013U"]
["BAT08RC34","Vestiaires femmes production","CURA339788","Lavabo vestiaire femme HS (droite)","MC",null,"U200BATP","13U","666 072,00","3000-01-01",0,1,0,null,null,"BIOMED_ULIS","BAT08RC34Vestiaires femmes productionCURA339788Lavabo vestiaire femme HS (droite)13U"]
["BAT01SS35","Laverie plasma","CURA339789","2024 SD : Créer un support pour stocker l'outil de démontage des  bagues des peleuses","MC",null,"U200BATP","13U","666 073,00","3000-01-01",0,1,0,null,null,"BIOMED_ULIS","BAT01SS35Laverie plasmaCURA3397892024 SD : Créer un support pour stocker l'outil de démontage des  bagues des peleuses13U"]
["CHAAV06","Armoire de stockage ventillée","CURA339790","Besoin d'un porte manteau pour fixer Kit de déversement à proximité de l'armoire chimique CHAAV06","MC",null,"U624UAP","13U","666 074,00","3000-01-01",0,1,0,null,null,"BIOMED_ULIS","CHAAV06Armoire de stockage ventilléeCURA339790Besoin d'un porte manteau pour fixer Kit de déversement à proximité de l'armoire chimique CHAAV0613U"]
["BAT09","Bâtiment 9 restaurant salle de réunion","CURA339792","Formation control qualité et documentation","MC",null,"S244","13U","666 076,00","3000-01-01",0,1,0,null,null,"BIOMED_ULIS","BAT09Bâtiment 9 restaurant salle de réunionCURA339792Formation control qualité et documentation13U"]
["ADETRP01","Transpalette peseur 2000 kg / 0.5kg","CURA339795","Le branchement du chargeur du transpalette est cassé","MC",null,"U421DEAE","15U","666 093,00","3000-01-01",0,1,0,null,null,"BIOMED_ULIS","ADETRP01Transpalette peseur 2000 kg / 0.5kgCURA339795Le branchement du chargeur du transpalette est cassé15U"]
["PLAEQUIP","Equipements spécifiques plasma","CURA339798","Soudure HS du support Chariot récolte CRYO","MC",null,"U410","11U",null,"2024-10-01",0,1,0,null,null,"BIOMED_ULIS","PLAEQUIPEquipements spécifiques plasmaCURA339798Soudure HS du support Chariot récolte CRYO11U"]
["MFPRETUV05","Enceinte climatique 25°C, HR=60%","CURA339799","Suppression sonde de température et d'humidité dans Monitoring de l'enceinte MFPRETUV05 (MFPRCMM05 & MFPRCMT46)","MC",null,"U868","12U",null,"2024-09-23",0,1,0,null,null,"BIOTECH_ULIS","MFPRETUV05Enceinte climatique 25°C, HR=60%CURA339799Suppression sonde de température et d'humidité dans Monitoring de l'enceinte MFPRETUV05 (MFPRCMM05 & MFPRCMT46)12U"]
["MFPRETUV05","Enceinte climatique 25°C, HR=60%","CURA339800","Retirer sonde température et d'humidité de l'enceinte de stockage MFPRETUV05","MC",null,"U868","11U",null,"2024-09-23",0,1,0,null,null,"BIOTECH_ULIS","MFPRETUV05Enceinte climatique 25°C, HR=60%CURA339800Retirer sonde température et d'humidité de l'enceinte de stockage MFPRETUV0511U"]
["CHAAV06","Armoire de stockage ventillée","CURA339802","Besoin de prise de courant supplémentaire pour armoire CHAAV06","MC",null,"U624UAP","10U",null,"2024-10-01",0,1,0,null,null,"BIOMED_ULIS","CHAAV06Armoire de stockage ventilléeCURA339802Besoin de prise de courant supplémentaire pour armoire CHAAV0610U"]
["HNOP0102","Pompe distribution acide vers cuves CIP","CURA339818","HNOP0102 - Fuite d'air sur alim pompe","MC",null,"U236NEP","11U",null,"2024-09-30",0,1,0,null,null,"BIOMED_ULIS","HNOP0102Pompe distribution acide vers cuves CIPCURA339818HNOP0102 - Fuite d'air sur alim pompe11U"]
["BAT08","Bâtiment 8 de production","CURA339822","Porte poignée defectueuse  8SS207","MCU",null,"U200BATP","13U","666 131,00","3000-01-01",0,1,0,null,null,"BIOMED_ULIS","BAT08Bâtiment 8 de productionCURA339822Porte poignée defectueuse  8SS20713U"]
["PE10","Stockage et distribution éthanol","CURA339823","Pas numéro de lot lors du changement de cuve.","MC",null,"U236PE","11U","666 133,00","3000-01-01",0,1,0,null,null,"BIOMED_ULIS","PE10Stockage et distribution éthanolCURA339823Pas numéro de lot lors du changement de cuve.11U"]
["BAT08RC123","Salle pontage albumine","CURA339824","Fuite faux plafonds","MC",null,"U200BATP","11U",null,"2024-10-02",0,1,0,null,null,"BIOMED_ULIS","BAT08RC123Salle pontage albumineCURA339824Fuite faux plafonds11U"]
["BAT08","Bâtiment 8 de production","CURA339825","Bascule du portique de levage dans le SAS","MC",null,"U200BATP","11U",null,"2024-10-02",0,1,0,null,null,"BIOMED_ULIS","BAT08Bâtiment 8 de productionCURA339825Bascule du portique de levage dans le SAS11U"]
["WWCP01","Ppe relevage cuve tampon effuents NEP","CURA339829","Variateur en défaut","MC",null,"U235WW","11U",null,"2024-10-02",0,1,0,null,null,"BIOMED_ULIS","WWCP01Ppe relevage cuve tampon effuents NEPCURA339829Variateur en défaut11U"]
["BAT10","Bâtiment 10 Ateliers et bureaux Services Techniques","CURA339831","Mise en place Lecteur de badge","MC",null,"U200","11U",null,"2024-10-02",0,1,0,null,null,"BIOMED_ULIS","BAT10Bâtiment 10 Ateliers et bureaux Services TechniquesCURA339831Mise en place Lecteur de badge11U"]
["ADEEQUIP","Equipements spécifiques atelier DEAE","CURA339832","Défaut circuit produit décong","MC",null,"U421DEAE","11U",null,"2024-10-02",0,1,0,null,null,"BIOMED_ULIS","ADEEQUIPEquipements spécifiques atelier DEAECURA339832Défaut circuit produit décong11U"]
["MFPRLYO01","Lyophilisateur KLEE","CURA339833","Installation d'une chaine pour sécurisé la bouteille d'azote en pièce 1270 B1","MC",null,"U868","13U","666 141,00","3000-01-01",0,1,0,null,null,"BIOTECH_ULIS","MFPRLYO01Lyophilisateur KLEECURA339833Installation d'une chaine pour sécurisé la bouteille d'azote en pièce 1270 B113U"]
["UDP1CMT66","Thermometre numerique EBRO N°15420321","CURA339839","OT de Mise en Service","MC",null,"U851","70U","666 148,00","3000-01-01",0,1,0,null,null,"BIOTECH_ULIS","UDP1CMT66Thermometre numerique EBRO N°15420321CURA339839OT de Mise en Service70U"]
["MGPCF04","Chambre froide n°4 stockage -40°C","CURA339844","Défaut température haute","MC",null,"U406","11U",null,"2024-10-02",0,1,0,null,null,"BIOMED_ULIS","MGPCF04Chambre froide n°4 stockage -40°CCURA339844Défaut température haute11U"]
["ADEAU01","Autoclave Production","CURA339846","Défaut sonde T4","MC",null,"U421DEAE","11U","666 158,00","3000-01-01",0,1,0,null,null,"BIOMED_ULIS","ADEAU01Autoclave ProductionCURA339846Défaut sonde T411U"]
["PLABATI815","Centrifugeuse plasma NS 815","CURA339848","Hauteur de turbine à 6mm","MC",null,"U410","11U",null,"2024-10-03",0,1,0,null,null,"BIOMED_ULIS","PLABATI815Centrifugeuse plasma NS 815CURA339848Hauteur de turbine à 6mm11U"]
["PLAR01","Mélangeur fondoir plasma n°1","CURA339849","Vérification des pesons","MC",null,"U410","11U",null,"2024-10-03",0,1,0,null,null,"BIOMED_ULIS","PLAR01Mélangeur fondoir plasma n°1CURA339849Vérification des pesons11U"]
["DCGCONV01","Convoyeur SAS Déchets","CURA339850","Trappe bloquée","MC",null,"U411","11U",null,"2024-10-03",0,1,0,null,null,"BIOMED_ULIS","DCGCONV01Convoyeur SAS DéchetsCURA339850Trappe bloquée11U"]
["PLAPLC01","Station automate centrifugation plasma","CURA339857","Correction du temps de prédécongélation","CON",null,"U410","12U","666 165,00","3000-01-01",0,1,0,null,null,"BIOMED_ULIS","PLAPLC01Station automate centrifugation plasmaCURA339857Correction du temps de prédécongélation12U"]
["FIBEQUIP","Equipements Atelier Fibrinogène","CURA339874","Investigation particules","MC",null,"U411","11U",null,"2024-10-03",0,1,0,null,null,"BIOMED_ULIS","FIBEQUIPEquipements Atelier FibrinogèneCURA339874Investigation particules11U"]
["INDUSREPORT1","Serveur de rapports","CURA339875","Regénération de deux rapports","MC",null,"U236DIV","12U","666 197,00","3000-01-01",0,1,0,null,null,"BIOMED_ULIS","INDUSREPORT1Serveur de rapportsCURA339875Regénération de deux rapports12U"]
["ADEHV80","V80 - Vanne prélèvement réservoir lavage","CURA339878","Fuite au rince oeil","MC",null,"U421DEAE","13U","666 219,00","3000-01-01",0,1,0,null,null,"BIOMED_ULIS","ADEHV80V80 - Vanne prélèvement réservoir lavageCURA339878Fuite au rince oeil13U"]
["BAT08RC67","Supervision albumine/immunoglobulines","CURA339880","8RC67 - Installation d'un distributeur de solution hydro-alcoolique","MC",null,"U200BATP","13U","666 221,00","3000-01-01",0,1,0,null,null,"BIOMED_ULIS","BAT08RC67Supervision albumine/immunoglobulinesCURA3398808RC67 - Installation d'un distributeur de solution hydro-alcoolique13U"]
["NEP01ST01","Station NEP décongélation","CURA339881","2024 SD : Absence porte point prélevement NEP fondoirs plar01 /plar02","MC",null,"U200BATP","11U",null,"2024-08-31",0,1,0,null,null,"BIOMED_ULIS","NEP01ST01Station NEP décongélationCURA3398812024 SD : Absence porte point prélevement NEP fondoirs plar01 /plar0211U"]
["AC04R35","Reprise - Filtre E10 - 8SS66","CURA339882","AP 2024 : Plaque Calorifugeage GW77 - PLAT001 tordue","MC",null,"U222AC","11U",null,"2024-08-21",0,1,0,null,null,"BIOMED_ULIS","AC04R35Reprise - Filtre E10 - 8SS66CURA339882AP 2024 : Plaque Calorifugeage GW77 - PLAT001 tordue11U"]
["NEP07ST07","Station NEP laverie Gamma","CURA339887","Défaut contrôle débit GAMR020","MC",null,"U236NEP","11U",null,"2024-10-03",0,1,0,null,null,"BIOMED_ULIS","NEP07ST07Station NEP laverie GammaCURA339887Défaut contrôle débit GAMR02011U"]
["DET0001","Réservoir refroidissement centris plasma","CURA339889","Forçage à l'arrêt des pompes","MC",null,"U410","11U",null,"2024-10-03",0,1,0,null,null,"BIOMED_ULIS","DET0001Réservoir refroidissement centris plasmaCURA339889Forçage à l'arrêt des pompes11U"]
["BAT11","Bâtiment 11 Magasin général et plasma","CURA339902","Mettre en place une goulotte dans la zone back up du local de tri 11RC07","MC",null,"U235BATL","10U",null,"2024-10-02",0,1,0,null,null,"BIOMED_ULIS","BAT11Bâtiment 11 Magasin général et plasmaCURA339902Mettre en place une goulotte dans la zone back up du local de tri 11RC0710U"]
["AC10F41","Soufflage - Caisson Filtre H14 - 8RC130","CURA339905","AP 2024 Grille caisson filtre AC10F41 abimé","MC",null,"U222AC","10U",null,"2024-10-02",0,1,0,null,null,"BIOMED_ULIS","AC10F41Soufflage - Caisson Filtre H14 - 8RC130CURA339905AP 2024 Grille caisson filtre AC10F41 abimé10U"]
["WFIBD50","Boucle distribution WFI chaude B4","CURA339915","Défaut de température manteau chauffant","MC",null,"U236WFI","11U",null,"2024-10-03",0,1,0,null,null,"BIOMED_ULIS","WFIBD50Boucle distribution WFI chaude B4CURA339915Défaut de température manteau chauffant11U"]
["PLABOL267","Bol de centri BKA28 N°267","CURA339920","Démontage remontage double enveloppe","MPC",null,"U410","11U",null,"2024-10-04",0,1,0,null,null,"BIOMED_ULIS","PLABOL267Bol de centri BKA28 N°267CURA339920Démontage remontage double enveloppe11U"]
["ADEEQUIP","Equipements spécifiques atelier DEAE","CURA339923","Perçage d'une boîte de matériel ADEAE s/plan","MC",null,"S244","13U",null,"2024-10-02",0,1,0,null,null,"BIOMED_ULIS","ADEEQUIPEquipements spécifiques atelier DEAECURA339923Perçage d'une boîte de matériel ADEAE s/plan13U"]
["WW1FOS01","Fosse OUEST (NEP/PW) relevage eaux usées","CURA339926","Défaut pression haute filtre recirculation","MC",null,"U235WW","11U","666 461,00","3000-01-01",0,1,0,null,null,"BIOMED_ULIS","WW1FOS01Fosse OUEST (NEP/PW) relevage eaux uséesCURA339926Défaut pression haute filtre recirculation11U"]
["EPL2DES01","Déshydrateur chambre froide n°07","CURA339927","Remplacement filtre armoire","CON",null,"U222RF","10U",null,"2024-10-04",0,1,0,null,null,"BIOMED_ULIS","EPL2DES01Déshydrateur chambre froide n°07CURA339927Remplacement filtre armoire10U"]
["DCGEQUIP","Equipements Atelier Décongélation","CURA339928","Mise en place d'un nouveau support de sonde poche PMH","MC",null,"U411","11U","666 463,00","3000-01-01",0,1,0,null,null,"BIOMED_ULIS","DCGEQUIPEquipements Atelier DécongélationCURA339928Mise en place d'un nouveau support de sonde poche PMH11U"]
["WFIT310_000","Cuve n°310 WFI","CURA339929","Alarme niveau inférieur à 65%","MC",null,"U236WFI","11U","666 464,00","3000-01-01",0,1,0,null,null,"BIOMED_ULIS","WFIT310_000Cuve n°310 WFICURA339929Alarme niveau inférieur à 65%11U"]
["UDA2CONG10","Congélateur Froilabo -80°C","CURA339933","Diagnostiquer la panne sur UDA2GONC10","MC",null,"U880","10U","666 475,00","3000-01-01",0,1,0,null,null,"BIOTECH_ULIS","UDA2CONG10Congélateur Froilabo -80°CCURA339933Diagnostiquer la panne sur UDA2GONC1010U"]
["AC80","Climatisation 1329/1330","CURA339934","Problème de climatisation","MC",null,"U222AC","10U",null,"2024-09-30",0,1,0,null,null,"BIOMED_ULIS","AC80Climatisation 1329/1330CURA339934Problème de climatisation10U"]
["RIMREF12","Réf / congélateur DOMETIC n° 8411100","CURA339935","Changement de batterie sur la partie réfrigérateur","MC",null,"U624UAP","10U",null,"2024-09-30",0,1,0,null,null,"BIOMED_ULIS","RIMREF12Réf / congélateur DOMETIC n° 8411100CURA339935Changement de batterie sur la partie réfrigérateur10U"]
["PLANHP01","Nettoyeur haute pression laverie plasma","CURA339947","Décontamination","MC",null,"U410","11U","666 853,00","3000-01-01",0,1,0,null,null,"BIOMED_ULIS","PLANHP01Nettoyeur haute pression laverie plasmaCURA339947Décontamination11U"]
["BAT08RC204","SAS Déchets  ADEAE","CURA339964","Porte bloqué ouverte","MC",null,"U200BATP","13U","666 879,00","3000-01-01",0,1,0,null,null,"BIOMED_ULIS","BAT08RC204SAS Déchets  ADEAECURA339964Porte bloqué ouverte13U"]
["RF80/81","Groupe de production froid EG","U_CONT000060","Visite réglementaire groupes froid","MPS","DEF","U222RF","10U",null,"2027-01-15",3,1,0,104,1,"BIOMED_ULIS","RF80/81Groupe de production froid EGU_CONT000060Visite réglementaire groupes froid10U104"]
["RF82/83","Groupe de production froid CO2","U_CONT000060","Visite réglementaire groupes froid","MPS","DEF","U222RF","10U",null,"2027-01-15",3,1,0,104,1,"BIOMED_ULIS",{"$f":"_xlfn.TEXTJOIN(\"\",TRUE,A36738:D36738,H36738,N36738)","v":"RF82/83Groupe de production froid CO2U_CONT000060Visite réglementaire groupes froid10U104"}]
["NEPARM00","Armoire d'automatisme utilités NEP","CURA339965","Investigation particules","AME",null,"U236NEP","11U",null,"2024-10-04",0,1,0,null,null,"BIOMED_ULIS","NEPARM00Armoire d'automatisme utilités NEPCURA339965Investigation particules11U"]
["RF80/81","Groupe de production froid EG","U_CONT000067","Epreuve décennale groupes froid","MPS","REGL","U222RF","10U",null,"2035-01-15",3,1,0,520,1,"BIOMED_ULIS","RF80/81Groupe de production froid EGU_CONT000067Epreuve décennale groupes froid10U520"]
["RF82/83","Groupe de production froid CO2","U_CONT000067","Epreuve décennale groupes froid","MPS","REGL","U222RF","10U",null,"2035-01-15",3,1,0,520,1,"BIOMED_ULIS","RF82/83Groupe de production froid CO2U_CONT000067Epreuve décennale groupes froid10U520"]
["RF80/81","Groupe de production froid EG","U_FROID000057","Controle étanchéité","MPS","FROI","U222RF","10U",null,"2025-06-15",3,1,0,26,1,"BIOMED_ULIS","RF80/81Groupe de production froid EGU_FROID000057Controle étanchéité10U26"]
["RF82/83","Groupe de production froid CO2","U_FROID000057","Controle étanchéité","MPS","FROI","U222RF","10U",null,"2025-06-15",3,1,0,26,1,"BIOMED_ULIS","RF82/83Groupe de production froid CO2U_FROID000057Controle étanchéité10U26"]
["RF80/81","Groupe de production froid EG","U_FROID000054","Maintenance + Contrôle étanchéité","MPS","DEF","U222RF","10U",null,"2025-03-15",3,1,0,52,1,"BIOMED_ULIS","RF80/81Groupe de production froid EGU_FROID000054Maintenance + Contrôle étanchéité10U52"]
["RF82/83","Groupe de production froid CO2","U_FROID000054","Maintenance + Contrôle étanchéité","MPS","DEF","U222RF","10U",null,"2025-03-15",3,1,0,52,1,"BIOMED_ULIS","RF82/83Groupe de production froid CO2U_FROID000054Maintenance + Contrôle étanchéité10U52"]
["RF80/81","Groupe de production froid EG","U_FROID000059","Pré-inspection visite réglementaire groupe froid","MPS","FROI","U222RF","10U",null,"2026-11-15",3,1,0,104,1,"BIOMED_ULIS","RF80/81Groupe de production froid EGU_FROID000059Pré-inspection visite réglementaire groupe froid10U104"]
["RF82/83","Groupe de production froid CO2","U_FROID000059","Pré-inspection visite réglementaire groupe froid","MPS","FROI","U222RF","10U",null,"2026-12-15",3,1,0,104,1,"BIOMED_ULIS","RF82/83Groupe de production froid CO2U_FROID000059Pré-inspection visite réglementaire groupe froid10U104"]
["RF80/81ACC01","Aéroréfrigérant adiabatique","U_FROI000027","Nettoyage des aéro-condenseurs","MPS","DEF","U222RF","10U",null,"2025-06-15",3,1,0,52,1,"BIOMED_ULIS","RF80/81ACC01Aéroréfrigérant adiabatiqueU_FROI000027Nettoyage des aéro-condenseurs10U52"]
["RF82ACC01","Désurchauffeur à air groupe CO2 n°1","U_FROI000027","Nettoyage des aéro-condenseurs","MPS","DEF","U222RF","10U",null,"2025-06-15",3,1,0,52,1,"BIOMED_ULIS","RF82ACC01Désurchauffeur à air groupe CO2 n°1U_FROI000027Nettoyage des aéro-condenseurs10U52"]
["RF83ACC01","Désurchauffeur à air groupe CO2 n°2","U_FROI000027","Nettoyage des aéro-condenseurs","MPS","DEF","U222RF","10U",null,"2025-06-15",3,1,0,52,1,"BIOMED_ULIS","RF83ACC01Désurchauffeur à air groupe CO2 n°2U_FROI000027Nettoyage des aéro-condenseurs10U52"]
["GW48","Circuit de refroidissement","U_EAUX000056","Prélèvement d'eau pour analyse","MPS","FLDT","U222RF","10U",null,"2025-09-15",3,1,0,52,1,"BIOMED_ULIS","GW48Circuit de refroidissementU_EAUX000056Prélèvement d'eau pour analyse10U52"]
["ALBTRP04","Transpalette peseur UF albumine","CURA339971","Ne s'allume plus","MC",null,"U440LEV","15U","666 884,00","3000-01-01",0,1,0,null,null,"BIOMED_ULIS","ALBTRP04Transpalette peseur UF albumineCURA339971Ne s'allume plus15U"]
["MGPCEL06","Gerbeur R14 CF","CURA339972","Fuite hydraulique","MC",null,"U406","15U",null,"2024-10-04",0,1,0,null,null,"BIOMED_ULIS","MGPCEL06Gerbeur R14 CFCURA339972Fuite hydraulique15U"]
["EPL2CF07","Chambre froide enreg. plasma +5°C","CURA339973","Controle de la température de régulation secours suite aux travaux","PRO",null,"U406","10U","666 886,00","3000-01-01",0,1,0,null,null,"BIOMED_ULIS","EPL2CF07Chambre froide enreg. plasma +5°CCURA339973Controle de la température de régulation secours suite aux travaux10U"]
["RF14EVA02","Evaporateur couloir cf n°13 - 40°C","CURA339974","Dégivrage du caisson","MC",null,"U222RF","10U","666 887,00","3000-01-01",0,1,0,null,null,"BIOMED_ULIS","RF14EVA02Evaporateur couloir cf n°13 - 40°CCURA339974Dégivrage du caisson10U"]
["WFISBD313","Sous boucle de distibut° prépa solutions","CURA339978","Réglage point de puisage N19 evier","MCU",null,"U236WFI","11U",null,"2024-10-04",0,1,0,null,null,"BIOMED_ULIS","WFISBD313Sous boucle de distibut° prépa solutionsCURA339978Réglage point de puisage N19 evier11U"]
["FIBR20","Cuve mobile FIBR20","CURA339979","Maintenance préventive cuve tampon","MC",null,"U411","11U",null,"2024-10-04",0,1,0,null,null,"BIOMED_ULIS","FIBR20Cuve mobile FIBR20CURA339979Maintenance préventive cuve tampon11U"]
["DCGPEL100","Ligne de découpe","CURA339980","Défauts sur les 4 robots","MC",null,"U411","11U",null,"2024-10-04",0,1,0,null,null,"BIOMED_ULIS","DCGPEL100Ligne de découpeCURA339980Défauts sur les 4 robots11U"]
["CIP03ST03","Station CIP n°3 Décongélation","CURA339981","Défaut pendant test de pression","MC",null,"U236NEP","11U",null,"2024-10-04",0,1,0,null,null,"BIOMED_ULIS","CIP03ST03Station CIP n°3 DécongélationCURA339981Défaut pendant test de pression11U"]
["TAMPP147_068","Pompe péristaltique mono tête","CURA339982","Défaut pompe","MC",null,"U421DEAE","11U","666 897,00","3000-01-01",0,1,0,null,null,"BIOMED_ULIS","TAMPP147_068Pompe péristaltique mono têteCURA339982Défaut pompe11U"]
["WEV01","Cuve surnageant UF albumine","CURA339983","Défaut niveau haut","MC",null,"U236WE","11U","666 898,00","3000-01-01",0,1,0,null,null,"BIOMED_ULIS","WEV01Cuve surnageant UF albumineCURA339983Défaut niveau haut11U"]
["PLABATI815","Centrifugeuse plasma NS 815","CURA339984","Bruit anormal lors de la décélération","MC",null,"U410","11U","666 899,00","3000-01-01",0,1,0,null,null,"BIOMED_ULIS","PLABATI815Centrifugeuse plasma NS 815CURA339984Bruit anormal lors de la décélération11U"]
["BAT08RC123","Salle pontage albumine","CURA339985","Remplacement clairage ZT faux plafond 8RC123","MC",null,"U200BATP","10U","666 900,00","3000-01-01",0,1,0,null,null,"BIOMED_ULIS","BAT08RC123Salle pontage albumineCURA339985Remplacement clairage ZT faux plafond 8RC12310U"]
["GAMR42","Réacteur 15m3 n°42","CURA339986","Détérorition double enveloppe","MC",null,"U441","11U",null,"2024-10-05",0,1,0,null,null,"BIOMED_ULIS","GAMR42Réacteur 15m3 n°42CURA339986Détérorition double enveloppe11U"]
["NEP05ST05","Station NEP laverie Albumine","CURA339988","Défaut niveau haut","MC",null,"U236NEP","11U","666 905,00","3000-01-01",0,1,0,null,null,"BIOMED_ULIS","NEP05ST05Station NEP laverie AlbumineCURA339988Défaut niveau haut11U"]
["WE10CP101","Pompe empotage surnageants alcool","CURA339989","Disjonction","MC",null,"U236PE","11U","666 906,00","3000-01-01",0,1,0,null,null,"BIOMED_ULIS","WE10CP101Pompe empotage surnageants alcoolCURA339989Disjonction11U"]
["PLAEQUIP","Equipements spécifiques plasma","CURA339991","Fourniture bagues et rouleaux","CON",null,"U410","11U","666 908,00","3000-01-01",0,1,0,null,null,"BIOMED_ULIS","PLAEQUIPEquipements spécifiques plasmaCURA339991Fourniture bagues et rouleaux11U"]
["PLAEQUIP","Equipements spécifiques plasma","CURA339992","Fourniture bouchon septum","MCU",null,"U410","11U",null,"2024-10-06",0,1,0,null,null,"BIOMED_ULIS","PLAEQUIPEquipements spécifiques plasmaCURA339992Fourniture bouchon septum11U"]
["ALBCML30","Détecteur présence liquide ALBFP06","CURA339994","Problème de purge","CON",null,"U440","11U",null,"2024-10-06",0,1,0,null,null,"BIOMED_ULIS","ALBCML30Détecteur présence liquide ALBFP06CURA339994Problème de purge11U"]
["TAMPV125_081","Vanne manchette de nettoyage 2","CURA339996","Vanne en défaut","MC",null,"U421DEAE","11U",null,"2024-10-06",0,1,0,null,null,"BIOMED_ULIS","TAMPV125_081Vanne manchette de nettoyage 2CURA339996Vanne en défaut11U"]
["PLABATI814","Centrifugeuse plasma NS 814","CURA339997","Problème jeu de turbine","MCU",null,"U410","11U",null,"2024-10-07",0,1,0,null,null,"BIOMED_ULIS","PLABATI814Centrifugeuse plasma NS 814CURA339997Problème jeu de turbine11U"]
["NACPP01","Pompe intro NACR01","CURA339998","Défaut aspiration de la pompe NACPP01","MC",null,"U440","11U",null,"2024-10-07",0,1,0,null,null,"BIOMED_ULIS","NACPP01Pompe intro NACR01CURA339998Défaut aspiration de la pompe NACPP0111U"]
["PLAPP10","Pompe sortie fondoir n°1 PLAR01","CURA340004","Fuite pompe","MC",null,"U410","11U",null,"2024-10-07",0,1,0,null,null,"BIOMED_ULIS","PLAPP10Pompe sortie fondoir n°1 PLAR01CURA340004Fuite pompe11U"]
["WFIHEX09","Echangeur GW5 de WFISBD101","CURA340005","Maintenance echangeur","MC",null,"U236WFI","11U",null,"2024-10-07",0,1,0,null,null,"BIOMED_ULIS","WFIHEX09Echangeur GW5 de WFISBD101CURA340005Maintenance echangeur11U"]
["PLABATI815","Centrifugeuse plasma NS 815","CURA340006","Joint abimé","MC",null,"U410","11U",null,"2024-10-07",0,1,0,null,null,"BIOMED_ULIS","PLABATI815Centrifugeuse plasma NS 815CURA340006Joint abimé11U"]
["GAMSVM42","Agitateur GAMR42","CURA340007","Fuite d'huile du moteur d'agitation GAMR42","MC",null,"U441","11U",null,"2024-10-05",0,1,0,null,null,"BIOMED_ULIS","GAMSVM42Agitateur GAMR42CURA340007Fuite d'huile du moteur d'agitation GAMR4211U"]
["BAT01SS31","Atelier broyage plasma","CURA340008","Manomètre PLACMP13 HS","MC",null,"U200BATP","11U",null,"2024-10-04",0,1,0,null,null,"BIOMED_ULIS","BAT01SS31Atelier broyage plasmaCURA340008Manomètre PLACMP13 HS11U"]
["RF12EVA02","Evaporateur chambre froide n°4 -40°C","CURA340025","Prise en glace de l'évaporateur","CON",null,"U222RF","10U",null,"2024-10-07",0,1,0,null,null,"BIOMED_ULIS","RF12EVA02Evaporateur chambre froide n°4 -40°CCURA340025Prise en glace de l'évaporateur10U"]
["MGPGER04","Gerbeur électrique n°4","CURA340032","Protection vérin cassée","MC",null,"U406","15U",null,"2024-10-07",0,1,0,null,null,"BIOMED_ULIS","MGPGER04Gerbeur électrique n°4CURA340032Protection vérin cassée15U"]
["BAT01SS31","Atelier broyage plasma","CURA340033","Impact au sol 1SS31","MC",null,"U200BATP","13U",null,"2024-10-06",0,1,0,null,null,"BIOMED_ULIS","BAT01SS31Atelier broyage plasmaCURA340033Impact au sol 1SS3113U"]
["BAT0103","Bâtiment 1 laboratoires de contrôle","CURA340034","Travaux laboratoire","MC",null,"S244","13U",null,"2024-10-07",0,1,0,null,null,"BIOMED_ULIS","BAT0103Bâtiment 1 laboratoires de contrôleCURA340034Travaux laboratoire13U"]
["BAT01SS35","Laverie plasma","CURA340036","3 impacts au sol 1SS35","MC",null,"U200BATP","13U",null,"2024-10-07",0,1,0,null,null,"BIOMED_ULIS","BAT01SS35Laverie plasmaCURA3400363 impacts au sol 1SS3513U"]
["BAT11TEL02","Niveleur de quai magasin plasma quai n°2","CURA340037","Ne fonctionne pas","MC",null,"U235BATL","15U","666 985,00","3000-01-01",0,1,0,null,null,"BIOMED_ULIS","BAT11TEL02Niveleur de quai magasin plasma quai n°2CURA340037Ne fonctionne pas15U"]
["SGTRA03","Tracteur ramassage déchets","CURA340038","Vitre cassée","MC",null,"U130","15U",null,"2024-10-07",0,1,0,null,null,"BIOMED_ULIS","SGTRA03Tracteur ramassage déchetsCURA340038Vitre cassée15U"]
["MGPGER05","Gerbeur électrique","CURA340039","Fuite hydraulique","MC",null,"U406","15U",null,"2024-10-07",0,1,0,null,null,"BIOMED_ULIS","MGPGER05Gerbeur électriqueCURA340039Fuite hydraulique15U"]
["PLABOL267","Bol de centri BKA28 N°267","CURA340044","Double enveloppe + Remplacement joint","MC",null,"U410","11U",null,"2024-10-07",0,1,0,null,null,"BIOMED_ULIS","PLABOL267Bol de centri BKA28 N°267CURA340044Double enveloppe + Remplacement joint11U"]
["NEP10ST10","Station de nettoyage en place n°10","CURA340046","Oubli purge sur FPT4 lors du lancement du NEP","MC",null,"U236NEP","11U",null,"2024-10-07",0,1,0,null,null,"BIOMED_ULIS","NEP10ST10Station de nettoyage en place n°10CURA340046Oubli purge sur FPT4 lors du lancement du NEP11U"]
["PLABOL487","Bol de centri BKA28 N°487","CURA340047","Démontage remontage double enveloppe","MC",null,"U410","11U",null,"2024-10-07",0,1,0,null,null,"BIOMED_ULIS","PLABOL487Bol de centri BKA28 N°487CURA340047Démontage remontage double enveloppe11U"]
["BAT08","Bâtiment 8 de production","CURA340055","Ronde préventive zones techniques","MPC",null,"U200BATP","13U",null,"2024-10-07",0,1,0,null,null,"BIOMED_ULIS","BAT08Bâtiment 8 de productionCURA340055Ronde préventive zones techniques13U"]
["BAT08","Bâtiment 8 de production","CURA340059","Baisse de tension site","MC",null,"U200BATP","10U",null,"2024-10-07",0,1,0,null,null,"BIOMED_ULIS","BAT08Bâtiment 8 de productionCURA340059Baisse de tension site10U"]
["BAT11","Bâtiment 11 Magasin général et plasma","CURA340060","Ajout d'une tôle verticale protectrice en U sur le bardage en zone MGG","MC",null,"U168","13U",null,"2024-10-03",0,1,0,null,null,"BIOMED_ULIS","BAT11Bâtiment 11 Magasin général et plasmaCURA340060Ajout d'une tôle verticale protectrice en U sur le bardage en zone MGG13U"]
["NACPP01","Pompe intro NACR01","CURA340061","Essais de la pompe","MC",null,"U440","11U",null,"2024-10-07",0,1,0,null,null,"BIOMED_ULIS","NACPP01Pompe intro NACR01CURA340061Essais de la pompe11U"]
["WFIARM01","Coffret effluent WFI","CURA340069","Pompe HS","MC",null,"U222ELE","11U",null,"2024-10-07",0,1,0,null,null,"BIOMED_ULIS","WFIARM01Coffret effluent WFICURA340069Pompe HS11U"]
["BCHLAB08","Photomètre de flamme","CURA340071","Défaut Compresseur","MC",null,"U624UAP","11U",null,"2024-10-07",0,1,0,null,null,"BIOMED_ULIS","BCHLAB08Photomètre de flammeCURA340071Défaut Compresseur11U"]
["ALBFP06","Filtre-presse albumine T I+II+III","CURA340075","Fuite sur pompe","MC",null,"U440","11U",null,"2024-10-08",0,1,0,null,null,"BIOMED_ULIS","ALBFP06Filtre-presse albumine T I+II+IIICURA340075Fuite sur pompe11U"]
["GAMR010","Réacteur n°10 fractionnement gamma","CURA340076","Appel prod pour defaut temperature refroidissement","MC",null,"U441","11U",null,"2024-10-08",0,1,0,null,null,"BIOMED_ULIS","GAMR010Réacteur n°10 fractionnement gammaCURA340076Appel prod pour defaut temperature refroidissement11U"]
["WFISBD51","Sous boucle de distribution WFI 4°C DCG","CURA340077","Defaut de boucle","MC",null,"U236WFI","11U",null,"2024-10-08",0,1,0,null,null,"BIOMED_ULIS","WFISBD51Sous boucle de distribution WFI 4°C DCGCURA340077Defaut de boucle11U"]
["WFISBD52","Sous boucle de distribution WFI 4°C FIB","CURA340078","Defaut de boucle","MC",null,"U236WFI","11U",null,"2024-10-08",0,1,0,null,null,"BIOMED_ULIS","WFISBD52Sous boucle de distribution WFI 4°C FIBCURA340078Defaut de boucle11U"]
["COMBOL01","Bol BKI n°1736-445","CURA340079","Canne alimentation centri BKI45","MC",null,"U411","11U",null,"2024-10-07",0,1,0,null,null,"BIOMED_ULIS","COMBOL01Bol BKI n°1736-445CURA340079Canne alimentation centri BKI4511U"]
["ALBFP05","Filtre presse temps IV","CURA340081","Vanne ALBPV82 en défaut","MC",null,"U440","11U",null,"2024-10-08",0,1,0,null,null,"BIOMED_ULIS","ALBFP05Filtre presse temps IVCURA340081Vanne ALBPV82 en défaut11U"]
["PLAEQUIP","Equipements spécifiques plasma","CURA340095","Gravure bacs","PRO",null,"U410","11U",null,"2024-10-08",0,1,0,null,null,"BIOMED_ULIS","PLAEQUIPEquipements spécifiques plasmaCURA340095Gravure bacs11U"]
["NACPP01","Pompe intro NACR01","CURA340096","Commande pompe","PRO",null,"U440","11U",null,"2024-10-08",0,1,0,null,null,"BIOMED_ULIS",{"$f":"_xlfn.TEXTJOIN(\"\",TRUE,A36802:D36802,H36802,N36802)","v":"NACPP01Pompe intro NACR01CURA340096Commande pompe11U"}]
["NEP07ST07","Station NEP laverie Gamma","CURA340097","Fuite flexible Intro PW.","MC",null,"U236NEP","11U",null,"2024-10-08",0,1,0,null,null,"BIOMED_ULIS","NEP07ST07Station NEP laverie GammaCURA340097Fuite flexible Intro PW.11U"]
["NEP10ST10","Station de nettoyage en place n°10","CURA340098","Fuite joints au niveau de la WWR01","MC",null,"U236NEP","11U",null,"2024-10-08",0,1,0,null,null,"BIOMED_ULIS","NEP10ST10Station de nettoyage en place n°10CURA340098Fuite joints au niveau de la WWR0111U"]
["WFISBD101","S. boucle eau PPI décongélation plasma","CURA340100","Défaut pression WFICMP01","MC",null,"U236WFI","11U",null,"2024-10-08",0,1,0,null,null,"BIOMED_ULIS","WFISBD101S. boucle eau PPI décongélation plasmaCURA340100Défaut pression WFICMP0111U"]
["NEP04ST04","Station NEP réacteurs + UF Albumine","CURA340104","Défaut manque solution lavage ALBR06","MC",null,"U236NEP","11U",null,"2024-10-08",0,1,0,null,null,"BIOMED_ULIS","NEP04ST04Station NEP réacteurs + UF AlbumineCURA340104Défaut manque solution lavage ALBR0611U"]
["AC402F32","Filtre terminal 41413","CURA340107","Remplacement filtre HEPA suite à ULIGNEBO","PRO",null,"U222AC","10U",null,"2024-10-08",0,1,0,null,null,"BIOMED_ULIS","AC402F32Filtre terminal 41413CURA340107Remplacement filtre HEPA suite à ULIGNEBO10U"]
["AC402F33","Filtre terminal 41413","CURA340108","Remplacement filtre HEPA suite à ULIGNEBO","PRO",null,"U222AC","10U",null,"2024-10-08",0,1,0,null,null,"BIOMED_ULIS","AC402F33Filtre terminal 41413CURA340108Remplacement filtre HEPA suite à ULIGNEBO10U"]
["AC402F34","Filtre terminal 41413","CURA340109","Remplacement filtre HEPA suite à ULIGNEBO","PRO",null,"U222AC","10U",null,"2024-10-08",0,1,0,null,null,"BIOMED_ULIS","AC402F34Filtre terminal 41413CURA340109Remplacement filtre HEPA suite à ULIGNEBO10U"]
["AC402F35","Filtre terminal 41413","CURA340110","Remplacement filtre HEPA suite à ULIGNEBO","PRO",null,"U222AC","10U",null,"2024-10-08",0,1,0,null,null,"BIOMED_ULIS","AC402F35Filtre terminal 41413CURA340110Remplacement filtre HEPA suite à ULIGNEBO10U"]
["AC402F36","Filtre terminal 41413","CURA340111","Remplacement filtre HEPA suite à ULIGNEBO","PRO",null,"U222AC","10U",null,"2024-10-08",0,1,0,null,null,"BIOMED_ULIS","AC402F36Filtre terminal 41413CURA340111Remplacement filtre HEPA suite à ULIGNEBO10U"]
["AC402F37","Filtre terminal 41413","CURA340112","Remplacement filtre HEPA suite à ULIGNEBO","PRO",null,"U222AC","10U",null,"2024-10-08",0,1,0,null,null,"BIOMED_ULIS","AC402F37Filtre terminal 41413CURA340112Remplacement filtre HEPA suite à ULIGNEBO10U"]
["AC402F38","Filtre terminal 41413","CURA340113","Remplacement filtre HEPA suite à ULIGNEBO","PRO",null,"U222AC","10U",null,"2024-10-08",0,1,0,null,null,"BIOMED_ULIS","AC402F38Filtre terminal 41413CURA340113Remplacement filtre HEPA suite à ULIGNEBO10U"]
["AC402F39","Filtre terminal 41413","CURA340114","Remplacement filtre HEPA suite à ULIGNEBO","PRO",null,"U222AC","10U",null,"2024-10-08",0,1,0,null,null,"BIOMED_ULIS","AC402F39Filtre terminal 41413CURA340114Remplacement filtre HEPA suite à ULIGNEBO10U"]
["AC402F40","Filtre terminal 41413","CURA340115","Remplacement filtre HEPA suite à ULIGNEBO","PRO",null,"U222AC","10U",null,"2024-10-08",0,1,0,null,null,"BIOMED_ULIS","AC402F40Filtre terminal 41413CURA340115Remplacement filtre HEPA suite à ULIGNEBO10U"]
["ACA4VC34","Ventilo-convecteur laboratoire 1247","CURA340116","Chauffage ne fonctionne plus","MC",null,"U222AC","10U",null,"2024-10-08",0,1,0,null,null,"BIOTECH_ULIS","ACA4VC34Ventilo-convecteur laboratoire 1247CURA340116Chauffage ne fonctionne plus10U"]
["PLABS01","Bac mise sous soude décongélation plasma","CURA340129","Fuite pompe bac de trempage PLABS01","MC",null,"U410","11U",null,"2024-10-07",0,1,0,null,null,"BIOMED_ULIS","PLABS01Bac mise sous soude décongélation plasmaCURA340129Fuite pompe bac de trempage PLABS0111U"]
["SGTRA05","Tracteur pour les déchets","CURA340131","Remplacement roulements roues avant","MC",null,"U130","15U",null,"2024-10-08",0,1,0,null,null,"BIOMED_ULIS","SGTRA05Tracteur pour les déchetsCURA340131Remplacement roulements roues avant15U"]
["DE4R600","Cuve refroidissement DCGC600","CURA340135","Défaut pompe","MC",null,"U411","11U",null,"2024-10-08",0,1,0,null,null,"BIOMED_ULIS","DE4R600Cuve refroidissement DCGC600CURA340135Défaut pompe11U"]
["NEP10ST10","Station de nettoyage en place n°10","CURA340136","Fuite","MC",null,"U236NEP","11U",null,"2024-10-08",0,1,0,null,null,"BIOMED_ULIS","NEP10ST10Station de nettoyage en place n°10CURA340136Fuite11U"]
["GW1","Boucle n°1 distri. eau glycolée -19° C","CURA340139","Defaut pression aspiration basse secondaire","MC",null,"U222GW","11U",null,"2024-10-09",0,1,0,null,null,"BIOMED_ULIS","GW1Boucle n°1 distri. eau glycolée -19° CCURA340139Defaut pression aspiration basse secondaire11U"]
["BAT11CMT113","Enreg Temp ambiance CF 13 /BAT11ARM01","CURA340140","Appel gtc","MC",null,"U406","11U",null,"2024-10-09",0,1,0,null,null,"BIOMED_ULIS","BAT11CMT113Enreg Temp ambiance CF 13 /BAT11ARM01CURA340140Appel gtc11U"]
["NACPP01","Pompe intro NACR01","CURA340141","Inhibition du defaut d aspiration pompe","MC",null,"U440","11U",null,"2024-10-09",0,1,0,null,null,"BIOMED_ULIS","NACPP01Pompe intro NACR01CURA340141Inhibition du defaut d aspiration pompe11U"]
["NEP09ST09","Sous-station NEP ADEAE","CURA340142","Defaut com ethernet","MC",null,"U236NEP","11U",null,"2024-10-09",0,1,0,null,null,"BIOMED_ULIS","NEP09ST09Sous-station NEP ADEAECURA340142Defaut com ethernet11U"]
["DCGPEL100","Ligne de découpe","CURA340144","Defaut variateurs rouleaux et arret des robots","MC",null,"U411","11U",null,"2024-10-09",0,1,0,null,null,"BIOMED_ULIS","DCGPEL100Ligne de découpeCURA340144Defaut variateurs rouleaux et arret des robots11U"]
["ELEPTB11","Poste transformateur ht/bt mag. général","CURA340147","Alarme GTC","MC",null,"U222ELE","11U",null,"2024-10-09",0,1,0,null,null,"BIOMED_ULIS","ELEPTB11Poste transformateur ht/bt mag. généralCURA340147Alarme GTC11U"]